## Calculator
Spreadsheet for the correction of alcohol hydrometer readings for the effect of temperature.
input your measurements:
A: | Hydrometer reading | 101.8 | in proof
B: | Thermometer reading | 65 | in °F
values from Table 1:
| hydrometer |  | thermometer |  | Proof
C: | 102 | at | 65 | = | 99.3
D: | 101 | at | 65 | = | 98.3
E: | 101 | at | 66 | = | 97.9
bilinear interpolation:
| hydrometer correction |  |  | temperature correction
| F=C-D: | 1 |  | G=D-E: | 0.4
| A1 (A mantissa) | 0.8 |  | B1 (B mantissa) | 0
| H=F*A1 | 0.8 |  | I=G*B1 | 0
| proof at D | 98.3
| add H | 99.1
| subtract I | 99.1
result:
| True Proof | 99.1
Copyright 2015 Max Oppedahl and Greg Miller, grgmiller@ucdavis.edu. Distributed under the terms of the GNU General Public License (http://www.gnu.org/licenses/). This spreadsheet is distributed in the hope that it will be useful, but WITHOUT ANY WARRANTY; without even the implied warranty of MERCHANTABILITY or FITNESS FOR A PARTICULAR PURPOSE. See the GNU General Public License for more details.

## Table1
| Hydrometer reading |  | TTB Table No. 1: SHOWING THE TRUE PERCENTS OF PROOF OF SPIRIT FOR ANY INDICATION OF THE HYDROMETER AT TEMPERATURES BETWEEN 0° AND 100° F.
Digitized, proofread, and edited by Max Oppedahl and Greg Miller. Please report errors/problems to grgmiller@ucdavis.edu.
"corrected" from original: 130,21 to 143.9 from 143.0; 95,27 to 108.3 from 108.8; 126,5 to 145.6 from 145.0
Temperature °C/F.
|  | -17.2236 | -16.668 | -16.1124 | -15.5568 | -15.0012 | -14.4456 | -13.89 | -13.3344 | -12.7788 | -12.2232 | -11.6676 | -11.112 | -10.5564 | -10.0008 | -9.4452 | -8.8896 | -8.334 | -7.7784 | -7.2228 | -6.6672 | -6.1116 | -5.556 | -5.0004 | -4.4448 | -3.8892 | -3.3336 | -2.778 | -2.2224 | -1.6668 | -1.1112 | -0.5556 | 0 | 0.5556 | 1.1112 | 1.6668 | 2.2224 | 2.778 | 3.3336 | 3.8892 | 4.4448 | 5.0004 | 5.556 | 6.1116 | 6.6672 | 7.2228 | 7.7784 | 8.334 | 8.8896 | 9.4452 | 10.0008 | 10.5564 | 11.112 | 11.6676 | 12.2232 | 12.7788 | 13.3344 | 13.89 | 14.4456 | 15.0012 | 15.5568 | 16.1124 | 16.668 | 17.2236 | 17.7792 | 18.3348 | 18.8904 | 19.446 | 20.0016 | 20.5572 | 21.1128 | 21.6684 | 22.224 | 22.7796 | 23.3352 | 23.8908 | 24.4464 | 25.002 | 25.5576 | 26.1132 | 26.6688 | 27.2244 | 27.78 | 28.3356 | 28.8912 | 29.4468 | 30.0024 | 30.558 | 31.1136 | 31.6692 | 32.2248 | 32.7804 | 33.336 | 33.8916 | 34.4472 | 35.0028 | 35.5584 | 36.114 | 36.6696 | 37.2252 | 37.7808
|  | 1 | 2 | 3 | 4 | 5 | 6 | 7 | 8 | 9 | 10 | 11 | 12 | 13 | 14 | 15 | 16 | 17 | 18 | 19 | 20 | 21 | 22 | 23 | 24 | 25 | 26 | 27 | 28 | 29 | 30 | 31 | 32 | 33 | 34 | 35 | 36 | 37 | 38 | 39 | 40 | 41 | 42 | 43 | 44 | 45 | 46 | 47 | 48 | 49 | 50 | 51 | 52 | 53 | 54 | 55 | 56 | 57 | 58 | 59 | 60 | 61 | 62 | 63 | 64 | 65 | 66 | 67 | 68 | 69 | 70 | 71 | 72 | 73 | 74 | 75 | 76 | 77 | 78 | 79 | 80 | 81 | 82 | 83 | 84 | 85 | 86 | 87 | 88 | 89 | 90 | 91 | 92 | 93 | 94 | 95 | 96 | 97 | 98 | 99 | 100
| 0 | 51: 0.7; 52: 0.6; 53: 0.6; 54: 0.5; 55: 0.4; 56: 0.4; 57: 0.3; 58: 0.2; 59: 0.1; 60: 0
0.99925 | 1 | 31: 1.7; 32: 1.7; 33: 1.8; 34: 1.8; 35: 1.9; 36: 1.9; 37: 1.9; 38: 2; 39: 2; 40: 2; 41: 2; 42: 2; 43: 1.9; 44: 1.9; 45: 1.9; 46: 1.9; 47: 1.9; 48: 1.8; 49: 1.8; 50: 1.8; 51: 1.7; 52: 1.6; 53: 1.6; 54: 1.5; 55: 1.4; 56: 1.4; 57: 1.3; 58: 1.2; 59: 1.1; 60: 1; 61: 0.9; 62: 0.8; 63: 0.7; 64: 0.6; 65: 0.4; 66: 0.3; 67: 0.2; 68: 0
0.9985 | 2 | 31: 2.7; 32: 2.7; 33: 2.8; 34: 2.8; 35: 2.9; 36: 2.9; 37: 2.9; 38: 3; 39: 3; 40: 3; 41: 3; 42: 3; 43: 2.9; 44: 2.9; 45: 2.9; 46: 2.9; 47: 2.9; 48: 2.8; 49: 2.8; 50: 2.8; 51: 2.7; 52: 2.6; 53: 2.6; 54: 2.5; 55: 2.4; 56: 2.4; 57: 2.3; 58: 2.2; 59: 2.1; 60: 2; 61: 1.9; 62: 1.8; 63: 1.7; 64: 1.6; 65: 1.4; 66: 1.3; 67: 1.2; 68: 1; 69: 0.9; 70: 0.8; 71: 0.6; 72: 0.5; 73: 0.3; 74: 0.1; 75: 0
0.99776 | 3 | 31: 3.7; 32: 3.7; 33: 3.8; 34: 3.8; 35: 3.9; 36: 3.9; 37: 3.9; 38: 4; 39: 4; 40: 4; 41: 4; 42: 4; 43: 4; 44: 4; 45: 4; 46: 4; 47: 3.9; 48: 3.9; 49: 3.8; 50: 3.8; 51: 3.7; 52: 3.7; 53: 3.6; 54: 3.5; 55: 3.4; 56: 3.4; 57: 3.3; 58: 3.2; 59: 3.1; 60: 3; 61: 2.9; 62: 2.8; 63: 2.7; 64: 2.6; 65: 2.4; 66: 2.3; 67: 2.2; 68: 2; 69: 1.9; 70: 1.7; 71: 1.6; 72: 1.4; 73: 1.3; 74: 1.1; 75: 1; 76: 0.8; 77: 0.6; 78: 0.5; 79: 0.3; 80: 0.1
0.99703 | 4 | 31: 4.7; 32: 4.7; 33: 4.8; 34: 4.8; 35: 4.9; 36: 4.9; 37: 4.9; 38: 5; 39: 5; 40: 5; 41: 5; 42: 5; 43: 5; 44: 5; 45: 5; 46: 5; 47: 4.9; 48: 4.9; 49: 4.8; 50: 4.8; 51: 4.7; 52: 4.7; 53: 4.6; 54: 4.5; 55: 4.5; 56: 4.4; 57: 4.3; 58: 4.2; 59: 4.1; 60: 4; 61: 3.9; 62: 3.8; 63: 3.7; 64: 3.5; 65: 3.4; 66: 3.3; 67: 3.2; 68: 3; 69: 2.9; 70: 2.7; 71: 2.6; 72: 2.4; 73: 2.3; 74: 2.1; 75: 2; 76: 1.8; 77: 1.6; 78: 1.4; 79: 1.3; 80: 1.1; 81: 0.9; 82: 0.7; 83: 0.5; 84: 0.3; 85: 0.1
0.9963 | 5 | [30 empty] | 5.7 | 5.7 | 5.8 | 5.8 | 5.9 | 5.9 | 5.9 | 6 | 6 | 6 | 6 | 6 | 6 | 6 | 6 | 6 | 5.9 | 5.9 | 5.8 | 5.8 | 5.7 | 5.7 | 5.6 | 5.5 | 5.5 | 5.4 | 5.3 | 5.2 | 5.1 | 5 | 4.9 | 4.8 | 4.6 | 4.5 | 4.4 | 4.3 | 4.2 | 4 | 3.9 | 3.7 | 3.6 | 3.4 | 3.3 | 3.1 | 2.9 | 2.8 | 2.6 | 2.4 | 2.2 | 2 | 1.9 | 1.7 | 1.5 | 1.3 | 1.1 | 0.9 | 0.7 | 0.5 | 0.2 | 0
0.99559 | 6 | [30 empty] | 6.7 | 6.8 | 6.8 | 6.9 | 6.9 | 6.9 | 6.9 | 7 | 7 | 7 | 7 | 7 | 7 | 7 | 7 | 7 | 6.9 | 6.9 | 6.8 | 6.8 | 6.7 | 6.7 | 6.6 | 6.5 | 6.5 | 6.4 | 6.3 | 6.2 | 6.1 | 6 | 5.9 | 5.8 | 5.6 | 5.5 | 5.4 | 5.3 | 5.1 | 5 | 4.9 | 4.7 | 4.6 | 4.4 | 4.2 | 4.1 | 3.9 | 3.7 | 3.6 | 3.4 | 3.2 | 3 | 2.8 | 2.6 | 2.4 | 2.2 | 2 | 1.8 | 1.6 | 1.4 | 1.2 | 1 | 0.7 | 0.5 | 0.3 | 0.1
0.99487 | 7 | [30 empty] | 7.7 | 7.8 | 7.8 | 7.9 | 7.9 | 7.9 | 7.9 | 8 | 8 | 8 | 8 | 8 | 8 | 8 | 8 | 8 | 7.9 | 7.9 | 7.8 | 7.8 | 7.8 | 7.7 | 7.6 | 7.6 | 7.5 | 7.4 | 7.3 | 7.2 | 7.1 | 7 | 6.9 | 6.8 | 6.6 | 6.5 | 6.4 | 6.3 | 6.1 | 6 | 5.8 | 5.7 | 5.5 | 5.4 | 5.2 | 5 | 4.9 | 4.7 | 4.5 | 4.3 | 4.2 | 4 | 3.8 | 3.6 | 3.4 | 3.2 | 3 | 2.8 | 2.5 | 2.3 | 2.1 | 1.9 | 1.7 | 1.4 | 1.2 | 1 | 0.8 | 0.5 | 0.3 | 0
0.99418 | 8 | [30 empty] | 8.8 | 8.8 | 8.9 | 8.9 | 9 | 9 | 9 | 9 | 9 | 9 | 9 | 9 | 9 | 9 | 9 | 9 | 8.9 | 8.9 | 8.8 | 8.8 | 8.8 | 8.7 | 8.6 | 8.6 | 8.5 | 8.4 | 8.3 | 8.2 | 8.1 | 8 | 7.9 | 7.8 | 7.6 | 7.5 | 7.4 | 7.2 | 7.1 | 7 | 6.8 | 6.7 | 6.5 | 6.3 | 6.2 | 6 | 5.8 | 5.7 | 5.5 | 5.3 | 5.1 | 4.9 | 4.7 | 4.5 | 4.3 | 4.1 | 3.9 | 3.7 | 3.5 | 3.3 | 3 | 2.8 | 2.6 | 2.4 | 2.1 | 1.9 | 1.7 | 1.4 | 1.2 | 1 | 0.7 | 0.5
0.99349 | 9 | [30 empty] | 9.8 | 9.8 | 9.9 | 9.9 | 10 | 10 | 10 | 10.1 | 10.1 | 10.1 | 10.1 | 10.1 | 10 | 10 | 10 | 10 | 9.9 | 9.9 | 9.8 | 9.9 | 9.8 | 9.7 | 9.7 | 9.6 | 9.5 | 9.4 | 9.3 | 9.2 | 9.1 | 9 | 8.9 | 8.7 | 8.6 | 8.5 | 8.4 | 8.2 | 8.1 | 7.9 | 7.8 | 7.6 | 7.5 | 7.3 | 7.1 | 7 | 6.8 | 6.6 | 6.4 | 6.2 | 6.1 | 5.9 | 5.7 | 5.5 | 5.3 | 5.1 | 4.8 | 4.6 | 4.4 | 4.2 | 4 | 3.7 | 3.5 | 3.3 | 3.1 | 2.8 | 2.6 | 2.4 | 2.1 | 1.9 | 1.6 | 1.4
0.99281 | 10 | [30 empty] | 10.9 | 10.9 | 11 | 11 | 11.1 | 11.1 | 11.1 | 11.2 | 11.2 | 11.2 | 11.2 | 11.2 | 11.1 | 11.1 | 11.1 | 11.1 | 11 | 11 | 10.9 | 10.9 | 10.8 | 10.8 | 10.7 | 10.6 | 10.5 | 10.4 | 10.3 | 10.2 | 10.1 | 10 | 9.9 | 9.7 | 9.6 | 9.5 | 9.3 | 9.2 | 9.1 | 8.9 | 8.8 | 8.6 | 8.4 | 8.3 | 8.1 | 7.9 | 7.8 | 7.6 | 7.4 | 7.2 | 7 | 6.8 | 6.6 | 6.4 | 6.2 | 6 | 5.8 | 5.6 | 5.3 | 5.1 | 4.9 | 4.7 | 4.4 | 4.2 | 4 | 3.8 | 3.5 | 3.3 | 3 | 2.8 | 2.5 | 2.3
0.99214 | 11 | [30 empty] | 12 | 12 | 12.1 | 12.1 | 12.2 | 12.2 | 12.2 | 12.3 | 12.3 | 12.3 | 12.3 | 12.3 | 12.2 | 12.2 | 12.2 | 12.2 | 12.1 | 12.1 | 12 | 11.9 | 11.9 | 11.8 | 11.7 | 11.6 | 11.5 | 11.4 | 11.3 | 11.2 | 11.1 | 11 | 10.9 | 10.7 | 10.6 | 10.5 | 10.3 | 10.2 | 10 | 9.9 | 9.7 | 9.6 | 9.4 | 9.2 | 9.1 | 8.9 | 8.7 | 8.5 | 8.3 | 8.1 | 7.9 | 7.7 | 7.5 | 7.3 | 7.1 | 6.9 | 6.7 | 6.5 | 6.3 | 6 | 5.8 | 5.6 | 5.3 | 5.1 | 4.9 | 4.6 | 4.4 | 4.2 | 3.9 | 3.7 | 3.4 | 3.2
0.99149 | 12 | [30 empty] | 13.1 | 13.2 | 13.2 | 13.3 | 13.3 | 13.3 | 13.3 | 13.3 | 13.3 | 13.3 | 13.3 | 13.3 | 13.3 | 13.3 | 13.3 | 13.2 | 13.2 | 13.1 | 13.1 | 13 | 12.9 | 12.8 | 12.7 | 12.6 | 12.5 | 12.4 | 12.3 | 12.2 | 12.1 | 12 | 11.9 | 11.7 | 11.6 | 11.5 | 11.3 | 11.2 | 11 | 10.9 | 10.7 | 10.5 | 10.4 | 10.2 | 10 | 9.8 | 9.7 | 9.5 | 9.3 | 9.1 | 8.9 | 8.7 | 8.5 | 8.3 | 8.1 | 7.8 | 7.6 | 7.4 | 7.2 | 6.9 | 6.7 | 6.5 | 6.2 | 6 | 5.8 | 5.5 | 5.3 | 5 | 4.8 | 4.5 | 4.3 | 4
0.99084 | 13 | [30 empty] | 14.2 | 14.3 | 14.3 | 14.4 | 14.4 | 14.4 | 14.4 | 14.4 | 14.4 | 14.4 | 14.4 | 14.4 | 14.3 | 14.3 | 14.3 | 14.2 | 14.2 | 14.1 | 14.1 | 14 | 13.9 | 13.8 | 13.8 | 13.7 | 13.6 | 13.5 | 13.3 | 13.2 | 13.1 | 13 | 12.9 | 12.7 | 12.6 | 12.4 | 12.3 | 12.1 | 12 | 11.8 | 11.7 | 11.5 | 11.3 | 11.2 | 11 | 10.8 | 10.6 | 10.4 | 10.2 | 10 | 9.8 | 9.6 | 9.4 | 9.2 | 9 | 8.8 | 8.5 | 8.3 | 8.1 | 7.8 | 7.6 | 7.4 | 7.1 | 6.9 | 6.6 | 6.4 | 6.1 | 5.9 | 5.6 | 5.4 | 5.1 | 4.8
0.99021 | 14 | [30 empty] | 15.3 | 15.4 | 15.4 | 15.5 | 15.5 | 15.5 | 15.5 | 15.5 | 15.5 | 15.5 | 15.5 | 15.5 | 15.4 | 15.4 | 15.4 | 15.3 | 15.2 | 15.2 | 15.2 | 15 | 14.9 | 14.9 | 14.8 | 14.7 | 14.6 | 14.4 | 14.4 | 14.2 | 14.1 | 14 | 13.9 | 13.7 | 13.6 | 13.4 | 13.3 | 13.1 | 13 | 12.8 | 12.6 | 12.5 | 12.3 | 12.1 | 11.9 | 11.7 | 11.6 | 11.4 | 11.2 | 11 | 10.8 | 10.5 | 10.3 | 10.1 | 9.9 | 9.7 | 9.4 | 9.2 | 9 | 8.8 | 8.5 | 8.3 | 8 | 7.8 | 7.5 | 7.3 | 7 | 6.8 | 6.5 | 6.2 | 6 | 5.7
0.98959 | 15 | [30 empty] | 16.4 | 16.5 | 16.5 | 16.6 | 16.6 | 16.6 | 16.6 | 16.6 | 16.6 | 16.6 | 16.6 | 16.5 | 16.5 | 16.4 | 16.4 | 16.3 | 16.3 | 16.2 | 16.2 | 16.1 | 16 | 15.9 | 15.8 | 15.7 | 15.6 | 15.5 | 15.4 | 15.2 | 15.1 | 15 | 14.8 | 14.7 | 14.6 | 14.4 | 14.2 | 14.1 | 13.9 | 13.8 | 13.6 | 13.4 | 13.2 | 13.1 | 12.9 | 12.7 | 12.5 | 12.3 | 12.1 | 11.9 | 11.7 | 11.5 | 11.3 | 11 | 10.8 | 10.6 | 10.4 | 10.1 | 9.9 | 9.6 | 9.4 | 9.2 | 8.9 | 8.7 | 8.4 | 8.1 | 7.9 | 7.6 | 7.4 | 7.1 | 6.8 | 6.6
0.98898 | 16 | [30 empty] | 17.5 | 17.6 | 17.6 | 17.7 | 17.7 | 17.7 | 17.7 | 17.7 | 17.7 | 17.7 | 17.7 | 17.6 | 17.6 | 17.5 | 17.5 | 17.4 | 17.3 | 17.3 | 17.2 | 17.1 | 17 | 16.9 | 16.8 | 16.7 | 16.6 | 16.5 | 16.4 | 16.3 | 16.1 | 16 | 15.8 | 15.7 | 15.5 | 15.4 | 15.2 | 15.1 | 14.9 | 14.7 | 14.5 | 14.4 | 14.2 | 14 | 13.8 | 13.6 | 13.4 | 13.2 | 13 | 12.8 | 12.6 | 12.4 | 12.2 | 12 | 11.7 | 11.5 | 11.3 | 11 | 10.8 | 10.5 | 10.3 | 10 | 9.8 | 9.5 | 9.3 | 9 | 8.7 | 8.5 | 8.2 | 7.9 | 7.7 | 7.4
0.98837 | 17 | [30 empty] | 18.6 | 18.7 | 18.7 | 18.8 | 18.8 | 18.8 | 18.8 | 18.7 | 18.7 | 18.7 | 18.7 | 18.6 | 18.6 | 18.5 | 18.5 | 18.4 | 18.4 | 18.3 | 18.3 | 18.2 | 18.1 | 18 | 17.9 | 17.8 | 17.7 | 17.5 | 17.4 | 17.3 | 17.1 | 17 | 16.8 | 16.7 | 16.5 | 16.4 | 16.2 | 16 | 15.9 | 15.7 | 15.5 | 15.3 | 15.1 | 15 | 14.8 | 14.6 | 14.4 | 14.2 | 14 | 13.7 | 13.5 | 13.3 | 13.1 | 12.9 | 12.6 | 12.4 | 12.2 | 11.9 | 11.7 | 11.4 | 11.2 | 10.9 | 10.7 | 10.4 | 10.1 | 9.9 | 9.6 | 9.3 | 9.1 | 8.8 | 8.5 | 8.2
0.98778 | 18 | [30 empty] | 19.7 | 19.8 | 19.8 | 19.9 | 19.9 | 19.9 | 19.9 | 19.8 | 19.8 | 19.8 | 19.7 | 19.7 | 19.6 | 19.6 | 19.5 | 19.4 | 19.4 | 19.3 | 19.3 | 19.2 | 19.1 | 19 | 18.9 | 18.8 | 18.7 | 18.6 | 18.4 | 18.3 | 18.1 | 18 | 17.8 | 17.7 | 17.5 | 17.4 | 17.2 | 17 | 16.8 | 16.7 | 16.5 | 16.3 | 16.1 | 15.9 | 15.7 | 15.5 | 15.3 | 15.1 | 14.9 | 14.7 | 14.4 | 14.2 | 14 | 13.8 | 13.5 | 13.3 | 13 | 12.8 | 12.6 | 12.3 | 12 | 11.8 | 11.5 | 11.3 | 11 | 10.7 | 10.5 | 10.2 | 9.9 | 9.7 | 9.4 | 9.1
0.98719 | 19 | [30 empty] | 21 | 21 | 21.1 | 21.1 | 21.1 | 21.1 | 21.1 | 21 | 21 | 21 | 20.9 | 20.9 | 20.8 | 20.8 | 20.7 | 20.6 | 20.5 | 20.5 | 20.4 | 20.3 | 20.2 | 20.1 | 19.9 | 19.8 | 19.7 | 19.6 | 19.4 | 19.3 | 19.2 | 19 | 18.8 | 18.7 | 18.5 | 18.3 | 18.2 | 18 | 17.8 | 17.6 | 17.4 | 17.2 | 17 | 16.9 | 16.6 | 16.4 | 16.2 | 16 | 15.8 | 15.6 | 15.3 | 15.1 | 14.9 | 14.7 | 14.4 | 14.2 | 13.9 | 13.7 | 13.4 | 13.2 | 12.9 | 12.6 | 12.4 | 12.1 | 11.9 | 11.6 | 11.3 | 11 | 10.8 | 10.5 | 10.2 | 10
0.9866 | 20 | [30 empty] | 22.3 | 22.3 | 22.4 | 22.4 | 22.4 | 22.4 | 22.4 | 22.3 | 22.3 | 22.3 | 22.2 | 22.1 | 22.1 | 22 | 21.9 | 21.8 | 21.7 | 21.6 | 21.5 | 21.3 | 21.2 | 21.1 | 21 | 20.9 | 20.7 | 20.6 | 20.5 | 20.3 | 20.2 | 20 | 19.8 | 19.7 | 19.5 | 19.3 | 19.1 | 19 | 18.8 | 18.6 | 18.4 | 18.2 | 18 | 17.8 | 17.6 | 17.4 | 17.1 | 16.9 | 16.7 | 16.5 | 16.3 | 16 | 15.8 | 15.6 | 15.3 | 15.1 | 14.8 | 14.6 | 14.3 | 14 | 13.8 | 13.5 | 13.3 | 13 | 12.7 | 12.4 | 12.2 | 11.9 | 11.6 | 11.4 | 11.1 | 10.8
0.98601 | 21 | [30 empty] | 23.6 | 23.6 | 23.6 | 23.6 | 23.6 | 23.6 | 23.5 | 23.5 | 23.4 | 23.4 | 23.3 | 23.2 | 23.2 | 23.1 | 23 | 22.9 | 22.8 | 22.7 | 22.6 | 22.4 | 22.3 | 22.2 | 22 | 21.9 | 21.8 | 21.6 | 21.5 | 21.3 | 21.2 | 21 | 20.8 | 20.7 | 20.5 | 20.3 | 20.1 | 19.9 | 19.7 | 19.5 | 19.3 | 19.1 | 18.9 | 18.7 | 18.5 | 18.3 | 18.1 | 17.8 | 17.6 | 17.4 | 17.2 | 16.9 | 16.7 | 16.4 | 16.2 | 15.9 | 15.7 | 15.4 | 15.2 | 14.9 | 14.7 | 14.4 | 14.1 | 13.9 | 13.6 | 13.3 | 13 | 12.8 | 12.5 | 12.2 | 11.9 | 11.6
0.98543 | 22 | [30 empty] | 24.8 | 24.8 | 24.8 | 24.8 | 24.8 | 24.7 | 24.7 | 24.6 | 24.6 | 24.5 | 24.4 | 24.3 | 24.3 | 24.2 | 24.1 | 24 | 23.9 | 23.7 | 23.6 | 23.5 | 23.4 | 23.2 | 23.1 | 23 | 22.8 | 22.7 | 22.5 | 22.3 | 22.2 | 22 | 21.8 | 21.6 | 21.5 | 21.3 | 21.1 | 20.9 | 20.7 | 20.5 | 20.3 | 20.1 | 19.9 | 19.7 | 19.4 | 19.2 | 19 | 18.8 | 18.5 | 18.3 | 18.1 | 17.8 | 17.6 | 17.3 | 17.1 | 16.8 | 16.6 | 16.3 | 16.1 | 15.8 | 15.5 | 15.3 | 15 | 14.7 | 14.4 | 14.2 | 13.9 | 13.6 | 13.3 | 13 | 12.7 | 12.5
0.98485 | 23 | [30 empty] | 26 | 26 | 25.9 | 25.9 | 25.9 | 25.8 | 25.8 | 25.7 | 25.7 | 25.6 | 25.5 | 25.4 | 25.4 | 25.3 | 25.2 | 25.1 | 25 | 24.8 | 24.7 | 24.6 | 24.4 | 24.3 | 24.2 | 24 | 23.8 | 23.7 | 23.5 | 23.3 | 23.2 | 23 | 22.8 | 22.6 | 22.4 | 22.2 | 22 | 21.8 | 21.6 | 21.4 | 21.2 | 21 | 20.8 | 20.6 | 20.4 | 20.2 | 19.9 | 19.7 | 19.5 | 19.2 | 19 | 18.7 | 18.5 | 18.2 | 18 | 17.7 | 17.4 | 17.2 | 16.9 | 16.7 | 16.4 | 16.1 | 15.9 | 15.6 | 15.3 | 15 | 14.7 | 14.4 | 14.1 | 13.9 | 13.6 | 13.3
0.98428 | 24 | [30 empty] | 27.2 | 27.2 | 27.1 | 27.1 | 27.1 | 27 | 27 | 26.9 | 26.9 | 26.8 | 26.7 | 26.6 | 26.5 | 26.4 | 26.3 | 26.2 | 26.1 | 25.9 | 25.8 | 25.6 | 25.5 | 25.4 | 25.2 | 25 | 24.9 | 24.7 | 24.5 | 24.4 | 24.2 | 24 | 23.8 | 23.6 | 23.4 | 23.2 | 23 | 22.8 | 22.6 | 22.4 | 22.2 | 22 | 21.8 | 21.5 | 21.3 | 21.1 | 20.8 | 20.6 | 20.4 | 20.1 | 19.9 | 19.6 | 19.4 | 19.1 | 18.8 | 18.6 | 18.3 | 18.1 | 17.8 | 17.5 | 17.3 | 17 | 16.7 | 16.4 | 16.1 | 15.9 | 15.6 | 15.3 | 15 | 14.7 | 14.4 | 14.1
0.98372 | 25 | [30 empty] | 28.4 | 28.3 | 28.3 | 28.2 | 28.2 | 28.1 | 28.1 | 28 | 28 | 27.9 | 27.8 | 27.7 | 27.6 | 27.5 | 27.4 | 27.3 | 27.1 | 27 | 26.8 | 26.7 | 26.6 | 26.4 | 26.2 | 26.1 | 25.9 | 25.7 | 25.6 | 25.4 | 25.2 | 25 | 24.8 | 24.6 | 24.4 | 24.2 | 24 | 23.8 | 23.6 | 23.3 | 23.1 | 22.9 | 22.7 | 22.5 | 22.2 | 22 | 21.7 | 21.5 | 21.3 | 21 | 20.8 | 20.5 | 20.2 | 20 | 19.7 | 19.5 | 19.2 | 18.9 | 18.7 | 18.4 | 18.1 | 17.8 | 17.6 | 17.3 | 17 | 16.7 | 16.4 | 16.1 | 15.8 | 15.5 | 15.2 | 14.9
0.98317 | 26 | [30 empty] | 29.7 | 29.7 | 29.6 | 29.6 | 29.5 | 29.4 | 29.3 | 29.3 | 29.2 | 29.1 | 29 | 28.9 | 28.7 | 28.6 | 28.5 | 28.4 | 28.2 | 28.1 | 27.9 | 27.8 | 27.6 | 27.5 | 27.3 | 27.1 | 27 | 26.8 | 26.6 | 26.4 | 26.2 | 26 | 25.8 | 25.6 | 25.4 | 25.2 | 25 | 24.7 | 24.5 | 24.3 | 24.1 | 23.8 | 23.6 | 23.4 | 23.1 | 22.9 | 22.6 | 22.4 | 22.2 | 21.9 | 21.6 | 21.4 | 21.1 | 20.9 | 20.6 | 20.3 | 20 | 19.8 | 19.5 | 19.2 | 19 | 18.7 | 18.4 | 18.1 | 17.8 | 17.5 | 17.2 | 16.9 | 16.6 | 16.3 | 16 | 15.7
0.98262 | 27 | [30 empty] | 31.2 | 31.1 | 31.1 | 31 | 30.9 | 30.8 | 30.7 | 30.6 | 30.5 | 30.4 | 30.3 | 30.1 | 30 | 29.8 | 29.7 | 29.5 | 29.4 | 29.2 | 29.1 | 28.9 | 28.7 | 28.5 | 28.4 | 28.2 | 28 | 27.8 | 27.6 | 27.4 | 27.2 | 27 | 26.8 | 26.6 | 26.4 | 26.1 | 25.9 | 25.7 | 25.5 | 25.2 | 25 | 24.8 | 24.5 | 24.3 | 24 | 23.8 | 23.5 | 23.3 | 23 | 22.8 | 22.5 | 22.3 | 22 | 21.7 | 21.4 | 21.2 | 20.9 | 20.6 | 20.4 | 20.1 | 19.8 | 19.5 | 19.2 | 18.9 | 18.7 | 18.4 | 18.1 | 17.8 | 17.5 | 17.2 | 16.9 | 16.6
0.98208 | 28 | [30 empty] | 32.6 | 32.5 | 32.4 | 32.3 | 32.2 | 32.1 | 32 | 31.8 | 31.7 | 31.6 | 31.4 | 31.3 | 31.1 | 31 | 30.8 | 30.6 | 30.5 | 30.3 | 30.2 | 30 | 29.8 | 29.6 | 29.4 | 29.2 | 29 | 28.8 | 28.6 | 28.4 | 28.2 | 28 | 27.8 | 27.6 | 27.4 | 27.1 | 26.9 | 26.7 | 26.4 | 26.2 | 25.9 | 25.7 | 25.4 | 25.2 | 24.9 | 24.7 | 24.4 | 24.2 | 23.9 | 23.7 | 23.4 | 23.1 | 22.8 | 22.6 | 22.3 | 22 | 21.8 | 21.5 | 21.2 | 20.9 | 20.6 | 20.3 | 20.1 | 19.8 | 19.5 | 19.2 | 18.9 | 18.6 | 18.3 | 18 | 17.7 | 17.4
0.98155 | 29 | [30 empty] | 34 | 33.9 | 33.8 | 33.7 | 33.6 | 33.5 | 33.3 | 33.2 | 33 | 32.9 | 32.7 | 32.6 | 32.4 | 32.3 | 32.1 | 31.9 | 31.7 | 31.5 | 31.3 | 31.1 | 30.9 | 30.7 | 30.5 | 30.3 | 30.1 | 29.9 | 29.7 | 29.4 | 29.2 | 29 | 28.8 | 28.5 | 28.3 | 28.1 | 27.9 | 27.6 | 27.4 | 27.1 | 26.9 | 26.6 | 26.4 | 26.1 | 25.8 | 25.6 | 25.3 | 25.1 | 24.8 | 24.5 | 24.3 | 24 | 23.7 | 23.4 | 23.2 | 22.9 | 22.6 | 22.3 | 22 | 21.8 | 21.5 | 21.2 | 20.9 | 20.6 | 20.3 | 20 | 19.7 | 19.4 | 19.1 | 18.8 | 18.5 | 18.2
0.98102 | 30 | [30 empty] | 35.4 | 35.2 | 35.1 | 34.9 | 34.8 | 34.7 | 34.5 | 34.4 | 34.2 | 34.1 | 33.9 | 33.7 | 33.6 | 33.4 | 33.2 | 33 | 32.8 | 32.6 | 32.4 | 32.2 | 32 | 31.8 | 31.6 | 31.4 | 31.1 | 30.9 | 30.7 | 30.5 | 30.2 | 30 | 29.8 | 29.5 | 29.3 | 29 | 28.8 | 28.6 | 28.3 | 28.1 | 27.8 | 27.5 | 27.3 | 27 | 26.7 | 26.5 | 26.2 | 25.9 | 25.7 | 25.4 | 25.1 | 24.8 | 24.6 | 24.3 | 24 | 23.7 | 23.5 | 23.2 | 22.9 | 22.6 | 22.3 | 22 | 21.7 | 21.4 | 21.1 | 20.8 | 20.5 | 20.2 | 19.9 | 19.6 | 19.3 | 19
0.98049 | 31 | [30 empty] | 36.7 | 36.6 | 36.4 | 36.3 | 36.1 | 35.9 | 35.8 | 35.6 | 35.5 | 35.3 | 35.1 | 34.9 | 34.8 | 34.6 | 34.4 | 34.2 | 34 | 33.7 | 33.5 | 33.3 | 33.1 | 32.8 | 32.6 | 32.4 | 32.2 | 32 | 31.7 | 31.5 | 31.2 | 31 | 30.8 | 30.5 | 30.3 | 30 | 29.8 | 29.5 | 29.3 | 29 | 28.7 | 28.5 | 28.2 | 27.9 | 27.6 | 27.4 | 27.1 | 26.8 | 26.5 | 26.3 | 26 | 25.7 | 25.4 | 25.1 | 24.9 | 24.6 | 24.3 | 24 | 23.7 | 23.4 | 23.1 | 22.8 | 22.5 | 22.2 | 21.9 | 21.6 | 21.3 | 21 | 20.7 | 20.4 | 20.1 | 19.8
0.97996 | 32 | [30 empty] | 38.3 | 38.1 | 38 | 37.8 | 37.6 | 37.4 | 37.2 | 36.9 | 36.7 | 36.5 | 36.3 | 36.1 | 35.9 | 35.7 | 35.5 | 35.3 | 35.1 | 34.8 | 34.6 | 34.4 | 34.2 | 33.9 | 33.7 | 33.5 | 33.2 | 33 | 32.7 | 32.5 | 32.2 | 32 | 31.7 | 31.5 | 31.2 | 31 | 30.7 | 30.5 | 30.2 | 29.9 | 29.7 | 29.4 | 29.1 | 28.8 | 28.5 | 28.2 | 28 | 27.7 | 27.4 | 27.1 | 26.8 | 26.6 | 26.3 | 26 | 25.7 | 25.4 | 25.1 | 24.8 | 24.5 | 24.2 | 23.9 | 23.6 | 23.3 | 23 | 22.7 | 22.4 | 22.1 | 21.8 | 21.5 | 21.2 | 20.9 | 20.6
0.97944 | 33 | [30 empty] | 39.9 | 39.7 | 39.4 | 39.2 | 39 | 38.8 | 38.5 | 38.3 | 38 | 37.8 | 37.6 | 37.4 | 37.1 | 36.9 | 36.7 | 36.5 | 36.2 | 36 | 35.7 | 35.5 | 35.3 | 35 | 34.8 | 34.6 | 34.3 | 34 | 33.8 | 33.5 | 33.2 | 33 | 32.7 | 32.5 | 32.2 | 31.9 | 31.7 | 31.4 | 31.1 | 30.9 | 30.6 | 30.3 | 30 | 29.7 | 29.4 | 29.1 | 28.8 | 28.6 | 28.3 | 28 | 27.7 | 27.4 | 27.1 | 26.8 | 26.5 | 26.3 | 26 | 25.7 | 25.4 | 25.1 | 24.7 | 24.4 | 24.1 | 23.8 | 23.5 | 23.2 | 22.9 | 22.6 | 22.3 | 22 | 21.6 | 21.3
0.97893 | 34 | [30 empty] | 41.4 | 41.2 | 40.9 | 40.7 | 40.4 | 40.1 | 39.9 | 39.6 | 39.4 | 39.1 | 38.9 | 38.6 | 38.4 | 38.1 | 37.9 | 37.6 | 37.4 | 37.1 | 36.9 | 36.6 | 36.4 | 36.1 | 35.9 | 35.6 | 35.3 | 35.1 | 34.8 | 34.5 | 34.3 | 34 | 33.7 | 33.5 | 33.2 | 32.9 | 32.6 | 32.4 | 32.1 | 31.8 | 31.5 | 31.2 | 30.9 | 30.6 | 30.3 | 30 | 29.7 | 29.4 | 29.1 | 28.8 | 28.5 | 28.3 | 28 | 27.7 | 27.4 | 27.1 | 26.8 | 26.5 | 26.2 | 25.9 | 25.6 | 25.2 | 24.9 | 24.6 | 24.3 | 24 | 23.7 | 23.4 | 23 | 22.7 | 22.4 | 22.1
0.97842 | 35 | [30 empty] | 42.9 | 42.7 | 42.4 | 42.2 | 41.9 | 41.6 | 41.3 | 41.1 | 40.8 | 40.5 | 40.2 | 39.9 | 39.7 | 39.4 | 39.1 | 38.8 | 38.5 | 38.3 | 38 | 37.7 | 37.5 | 37.2 | 36.9 | 36.7 | 36.4 | 36.1 | 35.8 | 35.5 | 35.3 | 35 | 34.7 | 34.4 | 34.2 | 33.9 | 33.6 | 33.3 | 33 | 32.7 | 32.4 | 32.1 | 31.8 | 31.5 | 31.2 | 30.9 | 30.6 | 30.3 | 30 | 29.7 | 29.4 | 29.1 | 28.8 | 28.5 | 28.2 | 27.9 | 27.6 | 27.3 | 27 | 26.7 | 26.4 | 26 | 25.7 | 25.4 | 25.1 | 24.8 | 24.5 | 24.1 | 23.8 | 23.5 | 23.2 | 22.8
0.97792 | 36 | [30 empty] | 44.4 | 44.1 | 43.9 | 43.6 | 43.3 | 43 | 42.7 | 42.4 | 42.1 | 41.8 | 41.5 | 41.2 | 40.9 | 40.6 | 40.3 | 40 | 39.7 | 39.5 | 39.2 | 38.8 | 38.6 | 38.3 | 38 | 37.7 | 37.4 | 37.2 | 36.9 | 36.6 | 36.3 | 36 | 35.7 | 35.4 | 35.1 | 34.8 | 34.5 | 34.2 | 33.9 | 33.6 | 33.3 | 33 | 32.7 | 32.4 | 32.1 | 31.8 | 31.5 | 31.2 | 30.9 | 30.6 | 30.3 | 30 | 29.6 | 29.3 | 29 | 28.7 | 28.4 | 28.1 | 27.8 | 27.5 | 27.2 | 26.8 | 26.5 | 26.2 | 25.9 | 25.6 | 25.2 | 24.9 | 24.6 | 24.2 | 23.9 | 23.6
0.97742 | 37 | [30 empty] | 45.8 | 45.5 | 45.2 | 44.9 | 44.6 | 44.3 | 44 | 43.7 | 43.4 | 43.1 | 42.8 | 42.5 | 42.1 | 41.8 | 41.5 | 41.2 | 40.9 | 40.6 | 40.3 | 39.9 | 39.7 | 39.4 | 39.1 | 38.8 | 38.5 | 38.2 | 37.9 | 37.6 | 37.3 | 37 | 36.7 | 36.4 | 36.1 | 35.8 | 35.5 | 35.2 | 34.9 | 34.6 | 34.3 | 33.9 | 33.6 | 33.3 | 33 | 32.7 | 32.4 | 32 | 31.7 | 31.4 | 31.1 | 30.8 | 30.5 | 30.2 | 29.9 | 29.6 | 29.2 | 28.9 | 28.6 | 28.3 | 28 | 27.6 | 27.3 | 27 | 26.6 | 26.3 | 26 | 25.7 | 25.3 | 25 | 24.7 | 24.3
0.97692 | 38 | [30 empty] | 47.1 | 46.8 | 46.5 | 46.2 | 45.9 | 45.6 | 45.3 | 45 | 44.7 | 44.4 | 44.1 | 43.7 | 43.4 | 43 | 42.7 | 42.4 | 42.1 | 41.7 | 41.4 | 41 | 40.8 | 40.5 | 40.2 | 39.9 | 39.6 | 39.3 | 38.9 | 38.6 | 38.3 | 38 | 37.7 | 37.4 | 37.1 | 36.8 | 36.4 | 36.1 | 35.8 | 35.5 | 35.2 | 34.9 | 34.5 | 34.2 | 33.9 | 33.6 | 33.2 | 32.9 | 32.6 | 32.3 | 32 | 31.7 | 31.3 | 31 | 30.7 | 30.4 | 30.1 | 29.7 | 29.4 | 29.1 | 28.7 | 28.4 | 28.1 | 27.8 | 27.4 | 27.1 | 26.7 | 26.4 | 26.1 | 25.7 | 25.4 | 25.1
0.97643 | 39 | [30 empty] | 48.5 | 48.2 | 47.8 | 47.5 | 47.2 | 46.9 | 46.6 | 46.2 | 45.9 | 45.6 | 45.3 | 44.9 | 44.6 | 44.2 | 43.9 | 43.6 | 43.3 | 42.9 | 42.6 | 42.1 | 41.8 | 41.5 | 41.2 | 40.9 | 40.6 | 40.3 | 40 | 39.7 | 39.3 | 39 | 38.7 | 38.4 | 38 | 37.7 | 37.4 | 37.1 | 36.8 | 36.4 | 36.1 | 35.8 | 35.4 | 35.1 | 34.8 | 34.5 | 34.1 | 33.8 | 33.5 | 33.2 | 32.8 | 32.5 | 32.2 | 31.8 | 31.5 | 31.2 | 30.9 | 30.5 | 30.2 | 29.9 | 29.5 | 29.2 | 28.9 | 28.5 | 28.2 | 27.9 | 27.5 | 27.2 | 26.8 | 26.5 | 26.2 | 25.8
0.97594 | 40 | [30 empty] | 49.9 | 49.5 | 49.2 | 48.8 | 48.5 | 48.2 | 47.8 | 47.5 | 47.1 | 46.8 | 46.5 | 46.1 | 45.8 | 45.4 | 45.1 | 44.8 | 44.4 | 44.1 | 43.7 | 43.2 | 42.9 | 42.6 | 42.3 | 42 | 41.7 | 41.3 | 41 | 40.7 | 40.3 | 40 | 39.7 | 39.4 | 39 | 38.7 | 38.4 | 38 | 37.7 | 37.4 | 37 | 36.7 | 36.4 | 36 | 35.7 | 35.4 | 35 | 34.7 | 34.4 | 34 | 33.7 | 33.4 | 33 | 32.7 | 32.4 | 32 | 31.7 | 31.4 | 31 | 30.7 | 30.3 | 30 | 29.7 | 29.3 | 29 | 28.6 | 28.3 | 27.9 | 27.6 | 27.3 | 26.9 | 26.6
0.97544 | 41 | [30 empty] | 51.2 | 50.8 | 50.5 | 50.1 | 49.7 | 49.4 | 49 | 48.7 | 48.3 | 48 | 47.6 | 47.3 | 46.9 | 46.6 | 46.2 | 45.9 | 45.5 | 45.2 | 44.8 | 44.3 | 44 | 43.7 | 43.4 | 43 | 42.7 | 42.4 | 42 | 41.7 | 41.4 | 41 | 40.7 | 40.3 | 40 | 39.7 | 39.3 | 39 | 38.6 | 38.3 | 38 | 37.6 | 37.3 | 37 | 36.6 | 36.3 | 35.9 | 35.6 | 35.3 | 34.9 | 34.6 | 34.2 | 33.9 | 33.6 | 33.2 | 32.9 | 32.5 | 32.2 | 31.8 | 31.5 | 31.2 | 30.8 | 30.5 | 30.1 | 29.8 | 29.4 | 29.1 | 28.7 | 28.4 | 28 | 27.7 | 27.3
0.97492 | 42 | [30 empty] | 52.6 | 52.2 | 51.8 | 51.4 | 51 | 50.6 | 50.2 | 49.9 | 49.5 | 49.1 | 48.8 | 48.4 | 48.1 | 47.7 | 47.4 | 47 | 46.7 | 46.3 | 46 | 45.4 | 45.1 | 44.8 | 44.4 | 44.1 | 43.7 | 43.4 | 43.1 | 42.7 | 42.4 | 42 | 41.7 | 41.3 | 41 | 40.6 | 40.3 | 40 | 39.6 | 39.2 | 38.9 | 38.6 | 38.2 | 37.9 | 37.5 | 37.2 | 36.8 | 36.5 | 36.2 | 35.8 | 35.5 | 35.1 | 34.8 | 34.4 | 34.1 | 33.7 | 33.4 | 33 | 32.7 | 32.3 | 32 | 31.6 | 31.3 | 30.9 | 30.6 | 30.2 | 29.9 | 29.5 | 29.2 | 28.8 | 28.5 | 28.1
0.97442 | 43 | [30 empty] | 54 | 53.6 | 53.1 | 52.7 | 52.3 | 51.9 | 51.5 | 51.1 | 50.7 | 50.3 | 49.9 | 49.6 | 49.2 | 48.9 | 48.5 | 48.1 | 47.7 | 47.4 | 47 | 46.5 | 46.2 | 45.8 | 45.5 | 45.1 | 44.8 | 44.4 | 44.1 | 43.7 | 43.4 | 43 | 42.7 | 42.3 | 42 | 41.6 | 41.3 | 40.9 | 40.6 | 40.2 | 39.8 | 39.5 | 39.2 | 38.8 | 38.5 | 38.1 | 37.8 | 37.4 | 37.1 | 36.7 | 36.3 | 36 | 35.6 | 35.3 | 34.9 | 34.6 | 34.2 | 33.9 | 33.5 | 33.2 | 32.8 | 32.4 | 32.1 | 31.7 | 31.4 | 31 | 30.7 | 30.3 | 30 | 29.6 | 29.2 | 28.9
0.97391 | 44 | [30 empty] | 55.4 | 54.9 | 54.5 | 54 | 53.6 | 53.2 | 52.8 | 52.3 | 51.9 | 51.5 | 51.1 | 50.7 | 50.4 | 50 | 49.6 | 49.2 | 48.8 | 48.5 | 48.1 | 47.6 | 47.3 | 46.9 | 46.6 | 46.2 | 45.8 | 45.5 | 45.1 | 44.8 | 44.4 | 44 | 43.7 | 43.3 | 42.9 | 42.6 | 42.2 | 41.9 | 41.5 | 41.1 | 40.8 | 40.4 | 40.1 | 39.7 | 39.4 | 39 | 38.7 | 38.3 | 38 | 37.6 | 37.2 | 36.9 | 36.5 | 36.2 | 35.8 | 35.4 | 35.1 | 34.7 | 34.4 | 34 | 33.6 | 33.3 | 32.9 | 32.6 | 32.2 | 31.8 | 31.5 | 31.1 | 30.7 | 30.4 | 30 | 29.7
0.9734 | 45 | [30 empty] | 56.7 | 56.3 | 55.8 | 55.4 | 54.9 | 54.5 | 54.1 | 53.6 | 53.2 | 52.8 | 52.4 | 52 | 51.5 | 51.1 | 50.7 | 50.3 | 49.9 | 49.6 | 49.2 | 48.7 | 48.4 | 48 | 47.6 | 47.2 | 46.9 | 46.5 | 46.1 | 45.8 | 45.4 | 45 | 44.6 | 44.3 | 43.9 | 43.6 | 43.2 | 42.8 | 42.5 | 42.1 | 41.7 | 41.4 | 41 | 40.7 | 40.3 | 40 | 39.6 | 39.2 | 38.9 | 38.5 | 38.1 | 37.8 | 37.4 | 37 | 36.7 | 36.3 | 35.9 | 35.6 | 35.2 | 34.8 | 34.5 | 34.1 | 33.7 | 33.4 | 33 | 32.6 | 32.3 | 31.9 | 31.5 | 31.2 | 30.8 | 30.4
0.97289 | 46 | [30 empty] | 58.1 | 57.6 | 57.2 | 56.7 | 56.2 | 55.8 | 55.3 | 54.9 | 54.4 | 54 | 53.6 | 53.2 | 52.7 | 52.3 | 51.9 | 51.5 | 51.1 | 50.7 | 50.3 | 49.8 | 49.4 | 49 | 48.7 | 48.3 | 47.9 | 47.5 | 47.2 | 46.8 | 46.4 | 46 | 45.6 | 45.3 | 44.9 | 44.5 | 44.2 | 43.8 | 43.4 | 43 | 42.7 | 42.3 | 42 | 41.6 | 41.2 | 40.9 | 40.5 | 40.1 | 39.8 | 39.4 | 39 | 38.7 | 38.3 | 37.9 | 37.5 | 37.2 | 36.8 | 36.4 | 36 | 35.7 | 35.3 | 34.9 | 34.6 | 34.2 | 33.8 | 33.5 | 33.1 | 32.7 | 32.3 | 32 | 31.6 | 31.2
0.97237 | 47 | [30 empty] | 59.4 | 58.9 | 58.4 | 57.9 | 57.4 | 57 | 56.5 | 56.1 | 55.6 | 55.2 | 54.8 | 54.3 | 53.9 | 53.4 | 53 | 52.6 | 52.2 | 51.7 | 51.3 | 50.9 | 50.5 | 50.1 | 49.7 | 49.3 | 49 | 48.6 | 48.2 | 47.8 | 47.4 | 47 | 46.6 | 46.3 | 45.9 | 45.5 | 45.1 | 44.7 | 44.4 | 44 | 43.6 | 43.3 | 42.9 | 42.5 | 42.2 | 41.8 | 41.4 | 41 | 40.7 | 40.3 | 39.9 | 39.5 | 39.2 | 38.8 | 38.4 | 38 | 37.6 | 37.3 | 36.9 | 36.5 | 36.1 | 35.8 | 35.5 | 35 | 34.7 | 34.3 | 33.9 | 33.5 | 33.2 | 32.8 | 32.4 | 32
0.97185 | 48 | [30 empty] | 60.7 | 60.2 | 59.7 | 59.2 | 58.7 | 58.2 | 57.8 | 57.3 | 56.9 | 56.4 | 55.9 | 55.5 | 55 | 54.6 | 54.1 | 53.7 | 53.3 | 52.8 | 52.4 | 52 | 51.6 | 51.2 | 50.8 | 50.4 | 50 | 49.6 | 49.2 | 48.8 | 48.4 | 48 | 47.6 | 47.2 | 46.9 | 46.5 | 46.1 | 45.7 | 45.3 | 44.9 | 44.6 | 44.2 | 43.8 | 43.5 | 43.1 | 42.7 | 42.3 | 41.9 | 41.6 | 41.2 | 40.8 | 40.4 | 40 | 39.6 | 39.3 | 38.9 | 38.5 | 38.1 | 37.7 | 37.4 | 37 | 36.6 | 36.2 | 35.9 | 35.5 | 35.1 | 34.7 | 34.4 | 34 | 33.6 | 33.2 | 32.8
0.97133 | 49 | [30 empty] | 61.9 | 61.4 | 60.9 | 60.4 | 59.9 | 59.4 | 58.9 | 58.5 | 58 | 57.5 | 57.1 | 56.6 | 56.2 | 55.7 | 55.3 | 54.9 | 54.4 | 54 | 53.5 | 53 | 52.6 | 52.2 | 51.8 | 51.4 | 51 | 50.6 | 50.2 | 49.8 | 49.4 | 49 | 48.6 | 48.2 | 47.8 | 47.4 | 47 | 46.7 | 46.3 | 45.9 | 45.5 | 45.1 | 44.8 | 44.4 | 44 | 43.6 | 43.2 | 42.8 | 42.5 | 42.1 | 41.7 | 41.3 | 40.9 | 40.5 | 40.1 | 39.8 | 39.4 | 39 | 38.6 | 38.2 | 37.8 | 37.5 | 37.1 | 36.7 | 36.3 | 35.9 | 35.6 | 35.2 | 34.8 | 34.4 | 34 | 33.6
0.9708 | 50 | [30 empty] | 63.1 | 62.6 | 62.2 | 61.7 | 61.3 | 60.8 | 60.2 | 59.7 | 59.1 | 58.6 | 58.2 | 57.7 | 57.3 | 56.8 | 56.4 | 56 | 55.5 | 55.1 | 54.6 | 54.1 | 53.7 | 53.3 | 52.9 | 52.5 | 52.1 | 51.6 | 51.2 | 50.8 | 50.4 | 50 | 49.6 | 49.2 | 48.8 | 48.4 | 48 | 47.6 | 47.2 | 46.8 | 46.5 | 46.1 | 45.7 | 45.3 | 44.9 | 44.5 | 44.2 | 43.8 | 43.4 | 43 | 42.6 | 42.2 | 41.8 | 41.4 | 41 | 40.6 | 40.2 | 39.9 | 39.5 | 39.1 | 38.7 | 38.3 | 37.9 | 37.5 | 37.2 | 36.8 | 36.4 | 36 | 35.6 | 35.2 | 34.8 | 34.4
0.97027 | 51 | [30 empty] | 64.2 | 63.8 | 63.3 | 62.9 | 62.4 | 61.9 | 61.4 | 60.8 | 60.3 | 59.8 | 59.3 | 58.9 | 58.4 | 58 | 57.5 | 57.1 | 56.6 | 56.2 | 55.7 | 55.2 | 54.8 | 54.3 | 53.9 | 53.5 | 53.1 | 52.7 | 52.3 | 51.8 | 51.4 | 51 | 50.6 | 50.2 | 49.8 | 49.4 | 49 | 48.6 | 48.2 | 47.8 | 47.4 | 47 | 46.6 | 46.2 | 45.8 | 45.5 | 45.1 | 44.7 | 44.3 | 43.9 | 43.5 | 43.1 | 42.7 | 42.3 | 41.9 | 41.5 | 41.1 | 40.7 | 40.3 | 39.9 | 39.6 | 39.2 | 38.8 | 38.4 | 38 | 37.6 | 37.2 | 36.8 | 36.4 | 36 | 35.6 | 35.3
0.96974 | 52 | [30 empty] | 65.3 | 64.9 | 64.4 | 64 | 63.5 | 63 | 62.5 | 61.9 | 61.4 | 60.9 | 60.4 | 60 | 59.5 | 59.1 | 58.6 | 58.2 | 57.7 | 57.3 | 56.8 | 56.2 | 55.8 | 55.4 | 55 | 54.5 | 54.1 | 53.7 | 53.3 | 52.8 | 52.4 | 52 | 51.6 | 51.2 | 50.8 | 50.4 | 50 | 49.6 | 49.2 | 48.8 | 48.4 | 48 | 47.6 | 47.2 | 46.8 | 46.4 | 46 | 45.6 | 45.2 | 44.8 | 44.4 | 44 | 43.6 | 43.2 | 42.8 | 42.4 | 42 | 41.6 | 41.2 | 40.8 | 40.4 | 40 | 39.6 | 39.2 | 38.8 | 38.4 | 38.1 | 37.7 | 37.3 | 36.9 | 36.5 | 36.1
0.9692 | 53 | [30 empty] | 66.4 | 65.9 | 65.5 | 65 | 64.5 | 64 | 63.5 | 63.1 | 62.6 | 62.1 | 61.6 | 61.1 | 60.7 | 60.2 | 59.7 | 59.2 | 58.8 | 58.3 | 57.9 | 57.3 | 56.9 | 56.4 | 56 | 55.6 | 55.1 | 54.7 | 54.3 | 53.8 | 53.4 | 53 | 52.6 | 52.2 | 51.8 | 51.4 | 51 | 50.5 | 50.1 | 49.7 | 49.3 | 48.9 | 48.5 | 48.1 | 47.7 | 47.3 | 46.9 | 46.5 | 46.1 | 45.7 | 45.3 | 44.9 | 44.5 | 44.1 | 43.7 | 43.3 | 42.9 | 42.5 | 42.1 | 41.7 | 41.3 | 40.9 | 40.5 | 40.1 | 39.7 | 39.3 | 38.9 | 38.5 | 38.1 | 37.7 | 37.3 | 36.9
0.96866 | 54 | [30 empty] | 67.5 | 67 | 66.5 | 66 | 65.5 | 65 | 64.5 | 64.1 | 63.6 | 63.1 | 62.6 | 62.2 | 61.7 | 61.3 | 60.8 | 60.3 | 59.9 | 59.4 | 59 | 58.4 | 57.9 | 57.5 | 57 | 56.6 | 56.2 | 55.7 | 55.3 | 54.9 | 54.4 | 54 | 53.6 | 53.2 | 52.8 | 52.3 | 51.9 | 51.5 | 51.1 | 50.7 | 50.3 | 49.8 | 49.4 | 49 | 48.6 | 48.2 | 47.8 | 47.4 | 47 | 46.6 | 46.2 | 45.8 | 45.4 | 45 | 44.6 | 44.2 | 43.8 | 43.4 | 43 | 42.6 | 42.2 | 41.8 | 41.4 | 41 | 40.6 | 40.1 | 39.8 | 39.4 | 39 | 38.6 | 38.2 | 37.8
0.96811 | 55 | [30 empty] | 68.6 | 68.1 | 67.6 | 67.1 | 66.6 | 66.1 | 65.6 | 65.2 | 64.7 | 64.2 | 63.7 | 63.2 | 62.8 | 62.3 | 61.8 | 61.3 | 60.9 | 60.4 | 60 | 59.4 | 59 | 58.5 | 58.1 | 57.6 | 57.2 | 56.8 | 56.3 | 55.9 | 55.4 | 55 | 54.6 | 54.2 | 53.7 | 53.3 | 52.9 | 52.5 | 52 | 51.6 | 51.2 | 50.8 | 50.4 | 50 | 49.6 | 49.2 | 48.7 | 48.3 | 47.9 | 47.5 | 47.1 | 46.7 | 46.3 | 45.9 | 45.5 | 45.1 | 44.6 | 44.2 | 43.8 | 43.4 | 43 | 42.6 | 42.2 | 41.8 | 41.4 | 41 | 40.6 | 40.2 | 39.8 | 39.4 | 39 | 38.6
0.96756 | 56 | [30 empty] | 69.6 | 69.1 | 68.6 | 68.1 | 67.6 | 67.1 | 66.6 | 66.2 | 65.7 | 65.2 | 64.7 | 64.2 | 63.8 | 63.3 | 62.8 | 62.3 | 61.9 | 61.4 | 61 | 60.5 | 60 | 59.6 | 59.1 | 58.7 | 58.2 | 57.8 | 57.3 | 56.9 | 56.4 | 56 | 55.6 | 55.2 | 54.7 | 54.3 | 53.8 | 53.4 | 53 | 52.6 | 52.2 | 51.7 | 51.3 | 50.9 | 50.5 | 50.1 | 49.7 | 49.2 | 48.8 | 48.4 | 48 | 47.6 | 47.2 | 46.8 | 46.4 | 46 | 45.5 | 45.1 | 44.7 | 44.3 | 43.9 | 43.5 | 43.1 | 42.7 | 42.3 | 41.9 | 41.5 | 41.1 | 40.7 | 40.3 | 39.9 | 39.4
0.967 | 57 | [30 empty] | 70.6 | 70.1 | 69.7 | 69.2 | 68.7 | 68.2 | 67.7 | 67.3 | 66.8 | 66.3 | 65.8 | 65.3 | 64.9 | 64.4 | 63.9 | 63.4 | 63 | 62.5 | 62.1 | 61.5 | 61.1 | 60.6 | 60.1 | 59.7 | 59.2 | 58.8 | 58.3 | 57.9 | 57.4 | 57 | 56.6 | 56.1 | 55.7 | 55.3 | 54.8 | 54.4 | 54 | 53.5 | 53.1 | 52.7 | 52.3 | 51.9 | 51.4 | 51 | 50.6 | 50.2 | 49.8 | 49.4 | 48.9 | 48.5 | 48.1 | 47.7 | 47.3 | 46.9 | 46.4 | 46 | 45.6 | 45.2 | 44.8 | 44.4 | 44 | 43.6 | 43.2 | 42.8 | 42.4 | 41.9 | 41.5 | 41.1 | 40.7 | 40.3
0.96644 | 58 | [30 empty] | 71.7 | 71.2 | 70.7 | 70.2 | 69.7 | 69.2 | 68.7 | 68.3 | 67.8 | 67.3 | 66.8 | 66.3 | 65.9 | 65.4 | 64.9 | 64.4 | 64 | 63.5 | 63.1 | 62.6 | 62.1 | 61.6 | 61.2 | 60.7 | 60.2 | 59.8 | 59.3 | 58.9 | 58.4 | 58 | 57.6 | 57.1 | 56.7 | 56.2 | 55.8 | 55.4 | 54.9 | 54.5 | 54.1 | 53.6 | 53.2 | 52.8 | 52.4 | 51.9 | 51.5 | 51.1 | 50.7 | 50.3 | 49.9 | 49.4 | 49 | 48.6 | 48.2 | 47.8 | 47.3 | 46.9 | 46.5 | 46.1 | 45.7 | 45.3 | 44.9 | 44.5 | 44.1 | 43.6 | 43.2 | 42.8 | 42.4 | 42 | 41.6 | 41.2
0.96587 | 59 | [30 empty] | 72.8 | 72.3 | 71.7 | 71.2 | 70.7 | 70.2 | 69.7 | 69.3 | 68.8 | 68.3 | 67.8 | 67.3 | 66.9 | 66.4 | 65.9 | 65.4 | 65 | 64.5 | 64.1 | 63.6 | 63.1 | 62.7 | 62.2 | 61.7 | 61.2 | 60.8 | 60.3 | 59.9 | 59.4 | 59 | 58.6 | 58.1 | 57.7 | 57.2 | 56.8 | 56.3 | 55.9 | 55.5 | 55 | 54.6 | 54.2 | 53.8 | 53.3 | 52.9 | 52.5 | 52 | 51.6 | 51.2 | 50.8 | 50.4 | 49.9 | 49.5 | 49.1 | 48.7 | 48.2 | 47.8 | 47.4 | 47 | 46.6 | 46.2 | 45.8 | 45.4 | 44.9 | 44.5 | 44.1 | 43.7 | 43.3 | 42.9 | 42.5 | 42
0.9653 | 60 | [30 empty] | 73.9 | 73.4 | 72.8 | 72.3 | 71.8 | 71.3 | 70.8 | 70.3 | 69.8 | 69.3 | 68.8 | 68.4 | 67.9 | 67.5 | 67 | 66.5 | 66 | 65.6 | 65.1 | 64.6 | 64.2 | 63.7 | 63.2 | 62.7 | 62.3 | 61.8 | 61.3 | 60.9 | 60.4 | 60 | 59.5 | 59.1 | 58.6 | 58.2 | 57.8 | 57.3 | 56.9 | 56.4 | 56 | 55.6 | 55.1 | 54.7 | 54.3 | 53.8 | 53.4 | 53 | 52.6 | 52.1 | 51.7 | 51.3 | 50.9 | 50.4 | 50 | 49.6 | 49.1 | 48.7 | 48.3 | 47.9 | 47.5 | 47.1 | 46.7 | 46.3 | 45.8 | 45.4 | 45 | 44.6 | 44.2 | 43.8 | 43.3 | 42.9
0.96471 | 61 | [30 empty] | 74.9 | 74.4 | 73.8 | 73.3 | 72.8 | 72.3 | 71.8 | 71.4 | 70.9 | 70.4 | 69.9 | 69.4 | 69 | 68.5 | 68 | 67.5 | 67 | 66.6 | 66.1 | 65.6 | 65.2 | 64.7 | 64.2 | 63.8 | 63.3 | 62.8 | 62.4 | 61.9 | 61.4 | 61 | 60.5 | 60.1 | 59.6 | 59.2 | 58.7 | 58.3 | 57.8 | 57.4 | 57 | 56.5 | 56.1 | 55.7 | 55.2 | 54.8 | 54.4 | 53.9 | 53.5 | 53.1 | 52.6 | 52.2 | 51.8 | 51.3 | 50.9 | 50.5 | 50.1 | 49.6 | 49.2 | 48.8 | 48.4 | 48 | 47.6 | 47.2 | 46.7 | 46.3 | 45.9 | 45.5 | 45.1 | 44.6 | 44.2 | 43.8
0.96413 | 62 | [30 empty] | 75.9 | 75.4 | 74.8 | 74.3 | 73.8 | 73.3 | 72.8 | 72.4 | 71.9 | 71.4 | 70.9 | 70.4 | 70 | 69.5 | 69 | 68.5 | 68 | 67.6 | 67.1 | 66.6 | 66.2 | 65.7 | 65.2 | 64.8 | 64.3 | 63.8 | 63.4 | 62.9 | 62.4 | 62 | 61.5 | 61.1 | 60.6 | 60.2 | 59.7 | 59.3 | 58.8 | 58.4 | 58 | 57.5 | 57.1 | 56.6 | 56.2 | 55.8 | 55.3 | 54.9 | 54.5 | 54 | 53.6 | 53.2 | 52.7 | 52.3 | 51.8 | 51.4 | 51 | 50.6 | 50.2 | 49.7 | 49.3 | 48.9 | 48.5 | 48.1 | 47.6 | 47.2 | 46.8 | 46.4 | 46 | 45.5 | 45.1 | 44.7
0.96353 | 63 | [30 empty] | 76.8 | 76.3 | 75.9 | 75.4 | 74.9 | 74.4 | 73.9 | 73.4 | 72.9 | 72.4 | 71.9 | 71.4 | 71 | 70.5 | 70 | 69.5 | 69 | 68.6 | 68.1 | 67.6 | 67.2 | 66.7 | 66.2 | 65.8 | 65.3 | 64.8 | 64.4 | 63.9 | 63.4 | 63 | 62.5 | 62.1 | 61.6 | 61.2 | 60.7 | 60.3 | 59.8 | 59.4 | 58.9 | 58.5 | 58.1 | 57.6 | 57.2 | 56.7 | 56.3 | 55.8 | 55.4 | 55 | 54.5 | 54.1 | 53.7 | 53.2 | 52.8 | 52.3 | 51.9 | 51.5 | 51.1 | 50.7 | 50.2 | 49.8 | 49.4 | 49 | 48.6 | 48.1 | 47.7 | 47.3 | 46.9 | 46.4 | 46 | 45.6
0.96291 | 64 | [30 empty] | 77.7 | 77.3 | 76.8 | 76.4 | 75.9 | 75.4 | 74.9 | 74.4 | 73.9 | 73.4 | 72.9 | 72.4 | 72 | 71.5 | 71 | 70.5 | 70.1 | 69.6 | 69.2 | 68.6 | 68.2 | 67.7 | 67.2 | 66.8 | 66.3 | 65.8 | 65.4 | 64.9 | 64.4 | 64 | 63.5 | 63.1 | 62.6 | 62.2 | 61.7 | 61.3 | 60.8 | 60.4 | 59.9 | 59.5 | 59 | 58.6 | 58.2 | 57.7 | 57.3 | 56.8 | 56.4 | 55.9 | 55.5 | 55.1 | 54.6 | 54.2 | 53.7 | 53.3 | 52.9 | 52.4 | 52 | 51.6 | 51.2 | 50.8 | 50.3 | 49.9 | 49.5 | 49.1 | 48.6 | 48.2 | 47.8 | 47.3 | 46.9 | 46.5
0.96229 | 65 | [30 empty] | 78.7 | 78.2 | 77.8 | 77.3 | 76.9 | 76.4 | 75.9 | 75.4 | 74.9 | 74.4 | 73.9 | 73.4 | 73 | 72.5 | 72 | 71.5 | 71.1 | 70.6 | 70.2 | 69.6 | 69.2 | 68.7 | 68.3 | 67.8 | 67.3 | 66.8 | 66.4 | 65.9 | 65.4 | 65 | 64.5 | 64.1 | 63.6 | 63.2 | 62.7 | 62.3 | 61.8 | 61.4 | 60.9 | 60.5 | 60 | 59.6 | 59.1 | 58.7 | 58.2 | 57.8 | 57.4 | 56.9 | 56.5 | 56 | 55.6 | 55.1 | 54.7 | 54.2 | 53.8 | 53.4 | 53 | 52.5 | 52.1 | 51.7 | 51.3 | 50.8 | 50.4 | 50 | 49.6 | 49.1 | 48.7 | 48.2 | 47.8 | 47.4
0.96165 | 66 | [30 empty] | 79.6 | 79.2 | 78.7 | 78.3 | 77.8 | 77.3 | 76.9 | 76.4 | 76 | 75.5 | 75 | 74.5 | 74 | 73.5 | 73 | 72.5 | 72.1 | 71.6 | 71.2 | 70.6 | 70.2 | 69.7 | 69.3 | 68.8 | 68.3 | 67.8 | 67.4 | 66.9 | 66.5 | 66 | 65.5 | 65.1 | 64.6 | 64.2 | 63.7 | 63.3 | 62.8 | 62.4 | 61.9 | 61.5 | 61 | 60.6 | 60.1 | 59.7 | 59.2 | 58.8 | 58.3 | 57.9 | 57.4 | 57 | 56.5 | 56.1 | 55.7 | 55.2 | 54.8 | 54.3 | 53.9 | 53.5 | 53.1 | 52.6 | 52.2 | 51.8 | 51.3 | 50.9 | 50.5 | 50 | 49.6 | 49.2 | 48.7 | 48.3
0.96101 | 67 | [30 empty] | 80.5 | 80.1 | 79.6 | 79.2 | 78.7 | 78.3 | 77.8 | 77.4 | 76.9 | 76.5 | 76 | 75.5 | 75 | 74.5 | 74 | 73.5 | 73.1 | 72.6 | 72.2 | 71.6 | 71.2 | 70.7 | 70.3 | 69.8 | 69.3 | 68.8 | 68.4 | 67.9 | 67.5 | 67 | 66.5 | 66.1 | 65.6 | 65.2 | 64.7 | 64.3 | 63.8 | 63.4 | 62.9 | 62.5 | 62 | 61.6 | 61.1 | 60.7 | 60.2 | 59.8 | 59.3 | 58.9 | 58.4 | 58 | 57.5 | 57.1 | 56.6 | 56.2 | 55.7 | 55.3 | 54.9 | 54.4 | 54 | 53.6 | 53.1 | 52.7 | 52.3 | 51.8 | 51.4 | 51 | 50.5 | 50.1 | 49.7 | 49.2
0.96036 | 68 | [30 empty] | 81.5 | 81 | 80.6 | 80.1 | 79.7 | 79.2 | 78.8 | 78.3 | 77.9 | 77.4 | 76.9 | 76.5 | 76 | 75.6 | 75.1 | 74.6 | 74.1 | 73.7 | 73.2 | 72.6 | 72.2 | 71.7 | 71.2 | 70.8 | 70.3 | 69.8 | 69.4 | 68.9 | 68.5 | 68 | 67.5 | 67.1 | 66.6 | 66.2 | 65.7 | 65.3 | 64.8 | 64.4 | 63.9 | 63.5 | 63 | 62.6 | 62.1 | 61.6 | 61.2 | 60.7 | 60.3 | 59.8 | 59.4 | 58.9 | 58.5 | 58 | 57.6 | 57.2 | 56.7 | 56.2 | 55.8 | 55.4 | 55 | 54.5 | 54.1 | 53.6 | 53.2 | 52.8 | 52.3 | 51.9 | 51.5 | 51 | 50.6 | 50.1
0.9597 | 69 | [30 empty] | 82.4 | 81.9 | 81.5 | 81 | 80.6 | 80.1 | 79.7 | 79.2 | 78.8 | 78.3 | 77.9 | 77.4 | 77 | 76.5 | 76.1 | 75.6 | 75.1 | 74.7 | 74.2 | 73.6 | 73.2 | 72.7 | 72.2 | 71.8 | 71.3 | 70.8 | 70.4 | 69.9 | 69.5 | 69 | 68.5 | 68.1 | 67.6 | 67.2 | 66.7 | 66.3 | 65.8 | 65.4 | 64.9 | 64.5 | 64 | 63.6 | 63.1 | 62.6 | 62.2 | 61.7 | 61.3 | 60.8 | 60.4 | 59.9 | 59.5 | 59 | 58.6 | 58.1 | 57.7 | 57.2 | 56.8 | 56.3 | 55.9 | 55.5 | 55 | 54.6 | 54.2 | 53.7 | 53.3 | 52.9 | 52.4 | 52 | 51.5 | 51.1
0.95903 | 70 | [30 empty] | 83.3 | 82.9 | 82.4 | 82 | 81.5 | 81.1 | 80.6 | 80.2 | 79.7 | 79.3 | 78.9 | 78.4 | 78 | 77.5 | 77.1 | 76.6 | 76.1 | 75.7 | 75.2 | 74.6 | 74.1 | 73.7 | 73.2 | 72.8 | 72.3 | 71.8 | 71.4 | 70.9 | 70.5 | 70 | 69.5 | 69.1 | 68.6 | 68.2 | 67.7 | 67.3 | 66.8 | 66.4 | 65.9 | 65.5 | 65 | 64.6 | 64.1 | 63.6 | 63.2 | 62.7 | 62.3 | 61.8 | 61.4 | 60.9 | 60.5 | 60 | 59.6 | 59.1 | 58.7 | 58.2 | 57.8 | 57.3 | 56.9 | 56.4 | 56 | 55.6 | 55.1 | 54.7 | 54.2 | 53.8 | 53.4 | 52.9 | 52.5 | 52
0.95835 | 71 | [30 empty] | 84.3 | 83.8 | 83.4 | 82.9 | 82.5 | 82.1 | 81.6 | 81.2 | 80.7 | 80.3 | 79.8 | 79.4 | 78.9 | 78.5 | 78 | 77.5 | 77.1 | 76.6 | 76.2 | 75.6 | 75.1 | 74.7 | 74.2 | 73.8 | 73.3 | 72.8 | 72.4 | 71.9 | 71.5 | 71 | 70.5 | 70.1 | 69.6 | 69.2 | 68.7 | 68.3 | 67.8 | 67.4 | 66.9 | 66.5 | 66 | 65.6 | 65.1 | 64.6 | 64.2 | 63.7 | 63.3 | 62.8 | 62.4 | 61.9 | 61.5 | 61 | 60.6 | 60.1 | 59.6 | 59.2 | 58.8 | 58.3 | 57.9 | 57.4 | 57 | 56.5 | 56.1 | 55.6 | 55.2 | 54.8 | 54.3 | 53.9 | 53.4 | 53
0.95765 | 72 | [30 empty] | 85.2 | 84.7 | 84.3 | 83.8 | 83.4 | 83 | 82.5 | 82.1 | 81.6 | 81.2 | 80.8 | 80.3 | 79.9 | 79.4 | 79 | 78.5 | 78.1 | 77.6 | 77.2 | 76.6 | 76.1 | 75.6 | 75.2 | 74.7 | 74.3 | 73.8 | 73.4 | 72.9 | 72.5 | 72 | 71.5 | 71.1 | 70.6 | 70.2 | 69.7 | 69.3 | 68.8 | 68.4 | 67.9 | 67.5 | 67 | 66.6 | 66.1 | 65.6 | 65.2 | 64.7 | 64.3 | 63.8 | 63.4 | 62.9 | 62.5 | 62 | 61.6 | 61.1 | 60.6 | 60.2 | 59.8 | 59.3 | 58.8 | 58.4 | 58 | 57.5 | 57.1 | 56.6 | 56.2 | 55.7 | 55.3 | 54.8 | 54.4 | 53.9
0.95695 | 73 | [30 empty] | 86.1 | 85.7 | 85.2 | 84.8 | 84.4 | 83.9 | 83.5 | 83 | 82.6 | 82.1 | 81.7 | 81.3 | 80.8 | 80.4 | 80 | 79.5 | 79.1 | 78.6 | 78.2 | 77.6 | 77.1 | 76.6 | 76.2 | 75.7 | 75.3 | 74.8 | 74.4 | 73.9 | 73.5 | 73 | 72.5 | 72.1 | 71.6 | 71.2 | 70.7 | 70.3 | 69.8 | 69.4 | 68.9 | 68.5 | 68 | 67.6 | 67.1 | 66.7 | 66.2 | 65.7 | 65.3 | 64.8 | 64.4 | 63.9 | 63.5 | 63 | 62.6 | 62.1 | 61.7 | 61.2 | 60.8 | 60.3 | 59.8 | 59.4 | 58.9 | 58.5 | 58 | 57.6 | 57.1 | 56.7 | 56.2 | 55.8 | 55.4 | 54.9
0.95623 | 74 | [30 empty] | 87.1 | 86.6 | 86.2 | 85.7 | 85.3 | 84.9 | 84.4 | 84 | 83.5 | 83.1 | 82.7 | 82.2 | 81.8 | 81.3 | 80.9 | 80.4 | 80 | 79.5 | 79.1 | 78.5 | 78.1 | 77.6 | 77.2 | 76.7 | 76.3 | 75.8 | 75.4 | 74.9 | 74.5 | 74 | 73.5 | 73.1 | 72.6 | 72.2 | 71.7 | 71.3 | 70.8 | 70.4 | 69.9 | 69.5 | 69 | 68.6 | 68.1 | 67.7 | 67.2 | 66.8 | 66.3 | 65.8 | 65.4 | 64.9 | 64.5 | 64 | 63.6 | 63.1 | 62.7 | 62.2 | 61.8 | 61.3 | 60.9 | 60.4 | 60 | 59.5 | 59.1 | 58.6 | 58.2 | 57.7 | 57.3 | 56.8 | 56.4 | 55.9
0.95551 | 75 | [30 empty] | 88 | 87.6 | 87.1 | 86.7 | 86.3 | 85.9 | 85.4 | 85 | 84.5 | 84.1 | 83.6 | 83.2 | 82.7 | 82.3 | 81.8 | 81.4 | 80.9 | 80.5 | 80 | 79.5 | 79.1 | 78.6 | 78.2 | 77.7 | 77.3 | 76.8 | 76.4 | 75.9 | 75.5 | 75 | 74.5 | 74.1 | 73.6 | 73.2 | 72.7 | 72.3 | 71.8 | 71.4 | 70.9 | 70.5 | 70 | 69.6 | 69.1 | 68.7 | 68.2 | 67.8 | 67.3 | 66.8 | 66.4 | 65.9 | 65.5 | 65 | 64.6 | 64.1 | 63.7 | 63.2 | 62.8 | 62.3 | 61.9 | 61.4 | 61 | 60.5 | 60.1 | 59.6 | 59.2 | 58.7 | 58.3 | 57.8 | 57.4 | 56.9
0.95476 | 76 | 101.9 | 101.5 | 101 | 100.6 | 100.2 | 99.8 | 99.4 | 98.9 | 98.5 | 98.1 | 97.7 | 97.3 | 96.8 | 96.4 | 95.9 | 95.5 | 95.1 | 94.6 | 94.2 | 93.8 | 93.4 | 93 | 92.5 | 92.1 | 91.7 | 91.3 | 90.8 | 90.3 | 89.9 | 89.4 | 89 | 88.5 | 88.1 | 87.6 | 87.2 | 86.8 | 86.3 | 85.9 | 85.4 | 85 | 84.6 | 84.1 | 83.7 | 83.2 | 82.8 | 82.4 | 81.9 | 81.5 | 81 | 80.5 | 80.1 | 79.6 | 79.2 | 78.7 | 78.3 | 77.8 | 77.4 | 76.9 | 76.5 | 76 | 75.5 | 75.1 | 74.6 | 74.2 | 73.7 | 73.3 | 72.8 | 72.4 | 71.9 | 71.5 | 71 | 70.6 | 70.1 | 69.7 | 69.2 | 68.8 | 68.3 | 67.9 | 67.4 | 67 | 66.5 | 66 | 65.6 | 65.1 | 64.7 | 64.2 | 63.8 | 63.3 | 62.9 | 62.4 | 62 | 61.6 | 61.1 | 60.7 | 60.2 | 59.8 | 59.3 | 58.8 | 58.4 | 57.9
0.95402 | 77 | 102.8 | 102.4 | 101.9 | 101.5 | 101.1 | 100.7 | 100.3 | 99.8 | 99.4 | 99 | 98.6 | 98.2 | 97.7 | 97.3 | 96.8 | 96.4 | 96 | 95.5 | 95.1 | 94.7 | 94.2 | 93.8 | 93.4 | 93 | 92.6 | 92.2 | 91.7 | 91.2 | 90.8 | 90.3 | 89.9 | 89.4 | 89 | 88.5 | 88.1 | 87.7 | 87.2 | 86.8 | 86.3 | 85.9 | 85.5 | 85 | 84.6 | 84.1 | 83.7 | 83.3 | 82.8 | 82.4 | 81.9 | 81.5 | 81.1 | 80.6 | 80.2 | 79.7 | 79.3 | 78.8 | 78.4 | 77.9 | 77.5 | 77 | 76.5 | 76.1 | 75.6 | 75.2 | 74.8 | 74.3 | 73.8 | 73.4 | 72.9 | 72.5 | 72 | 71.6 | 71.1 | 70.7 | 70.2 | 69.8 | 69.3 | 68.9 | 68.4 | 68 | 67.5 | 67.1 | 66.6 | 66.2 | 65.7 | 65.3 | 64.8 | 64.4 | 63.9 | 63.5 | 63 | 62.6 | 62.1 | 61.7 | 61.2 | 60.8 | 60.3 | 59.9 | 59.4 | 59
0.95326 | 78 | 103.6 | 103.2 | 102.7 | 102.3 | 101.9 | 101.5 | 101.1 | 100.7 | 100.3 | 99.9 | 99.5 | 99.1 | 98.6 | 98.2 | 97.7 | 97.3 | 96.9 | 96.4 | 96 | 95.6 | 95.2 | 94.8 | 94.4 | 94 | 93.6 | 93.2 | 92.7 | 92.2 | 91.8 | 91.3 | 90.9 | 90.4 | 90 | 89.5 | 89.1 | 88.7 | 88.2 | 87.8 | 87.3 | 86.9 | 86.5 | 86 | 85.6 | 85.1 | 84.7 | 84.3 | 83.8 | 83.4 | 82.9 | 82.5 | 82.1 | 81.6 | 81.2 | 80.7 | 80.3 | 79.8 | 79.4 | 78.9 | 78.5 | 78 | 77.5 | 77.1 | 76.6 | 76.2 | 75.8 | 75.3 | 74.8 | 74.4 | 73.9 | 73.5 | 73 | 72.6 | 72.1 | 71.7 | 71.2 | 70.8 | 70.4 | 69.9 | 69.4 | 69 | 68.5 | 68.1 | 67.6 | 67.2 | 66.7 | 66.3 | 65.8 | 65.4 | 64.9 | 64.5 | 64 | 63.6 | 63.2 | 62.7 | 62.2 | 61.8 | 61.3 | 60.9 | 60.4 | 60
0.9525 | 79 | 104.5 | 104.1 | 103.6 | 103.2 | 102.8 | 102.4 | 102 | 101.6 | 101.2 | 100.8 | 100.4 | 100 | 99.5 | 99.1 | 98.6 | 98.2 | 97.8 | 97.3 | 96.9 | 96.5 | 96.1 | 95.7 | 95.3 | 94.9 | 94.5 | 94.1 | 93.6 | 93.1 | 92.7 | 92.2 | 91.8 | 91.3 | 90.9 | 90.4 | 90 | 89.6 | 89.2 | 88.7 | 88.3 | 87.9 | 87.5 | 87 | 86.6 | 86.1 | 85.7 | 85.3 | 84.8 | 84.4 | 83.9 | 83.5 | 83 | 82.6 | 82.1 | 81.7 | 81.2 | 80.8 | 80.4 | 79.9 | 79.5 | 79 | 78.5 | 78.1 | 77.6 | 77.2 | 76.8 | 76.3 | 75.9 | 75.4 | 75 | 74.5 | 74.1 | 73.6 | 73.2 | 72.7 | 72.3 | 71.8 | 71.4 | 70.9 | 70.5 | 70 | 69.6 | 69.1 | 68.7 | 68.2 | 67.8 | 67.3 | 66.8 | 66.4 | 66 | 65.5 | 65.1 | 64.6 | 64.2 | 63.7 | 63.3 | 62.8 | 62.4 | 61.9 | 61.5 | 61
0.95172 | 80 | 105.3 | 104.9 | 104.4 | 104 | 103.6 | 103.2 | 102.8 | 102.5 | 102.1 | 101.7 | 101.3 | 100.9 | 100.4 | 100 | 99.5 | 99.1 | 98.7 | 98.2 | 97.8 | 97.4 | 97 | 96.6 | 96.2 | 95.8 | 95.4 | 95 | 94.5 | 94 | 93.6 | 93.1 | 92.7 | 92.3 | 91.8 | 91.4 | 91 | 90.6 | 90.1 | 89.7 | 89.2 | 88.8 | 88.4 | 88 | 87.5 | 87.1 | 86.7 | 86.2 | 85.8 | 85.3 | 84.9 | 84.5 | 84 | 83.6 | 83.1 | 82.7 | 82.2 | 81.8 | 81.3 | 80.9 | 80.5 | 80 | 79.5 | 79.1 | 78.6 | 78.2 | 77.8 | 77.3 | 76.9 | 76.4 | 76 | 75.5 | 75.1 | 74.6 | 74.2 | 73.7 | 73.3 | 72.8 | 72.4 | 72 | 71.5 | 71 | 70.6 | 70.1 | 69.7 | 69.2 | 68.8 | 68.3 | 67.9 | 67.4 | 67 | 66.5 | 66.1 | 65.6 | 65.2 | 64.7 | 64.3 | 63.8 | 63.4 | 62.9 | 62.5 | 62
0.95094 | 81 | 106.2 | 105.8 | 105.3 | 104.9 | 104.5 | 104.1 | 103.7 | 103.4 | 103 | 102.6 | 102.2 | 101.8 | 101.3 | 100.9 | 100.5 | 100.1 | 99.6 | 99.2 | 98.7 | 98.3 | 97.9 | 97.5 | 97.1 | 96.7 | 96.3 | 95.9 | 95.5 | 95 | 94.6 | 94.1 | 93.7 | 93.2 | 92.8 | 92.3 | 91.9 | 91.5 | 91 | 90.6 | 90.1 | 89.7 | 89.3 | 88.9 | 88.4 | 88 | 87.6 | 87.2 | 86.7 | 86.3 | 85.8 | 85.5 | 85 | 84.6 | 84.1 | 83.7 | 83.2 | 82.8 | 82.3 | 81.9 | 81.5 | 81 | 80.5 | 80.1 | 79.6 | 79.2 | 78.8 | 78.3 | 77.9 | 77.4 | 77 | 76.5 | 76.1 | 75.6 | 75.2 | 74.7 | 74.3 | 73.9 | 73.4 | 73 | 72.5 | 72.1 | 71.6 | 71.2 | 70.7 | 70.3 | 69.8 | 69.4 | 68.9 | 68.5 | 68 | 67.6 | 67.1 | 66.7 | 66.2 | 65.8 | 65.3 | 64.9 | 64.4 | 64 | 63.5 | 63.1
0.95014 | 82 | 107 | 106.6 | 106.2 | 105.8 | 105.4 | 105 | 104.6 | 104.3 | 103.9 | 103.5 | 103.1 | 102.7 | 102.2 | 101.8 | 101.4 | 101 | 100.5 | 100.1 | 99.6 | 99.2 | 98.8 | 98.4 | 98 | 97.6 | 97.2 | 96.8 | 96.4 | 95.9 | 95.5 | 95 | 94.6 | 94.2 | 93.7 | 93.3 | 92.9 | 92.5 | 92 | 91.6 | 91.1 | 90.7 | 90.3 | 89.9 | 89.4 | 89 | 88.6 | 88.2 | 87.7 | 87.3 | 86.8 | 86.4 | 86 | 85.5 | 85.1 | 84.7 | 84.2 | 83.8 | 83.3 | 82.9 | 82.5 | 82 | 81.5 | 81.1 | 80.6 | 80.2 | 79.8 | 79.3 | 78.9 | 78.4 | 78 | 77.5 | 77.1 | 76.7 | 76.2 | 75.8 | 75.3 | 74.9 | 74.4 | 74 | 73.5 | 73.1 | 72.6 | 72.2 | 71.7 | 71.3 | 70.8 | 70.4 | 69.9 | 69.5 | 69 | 68.6 | 68.2 | 67.7 | 67.2 | 66.8 | 66.4 | 65.9 | 65.5 | 65 | 64.6 | 64.1
0.94934 | 83 | 107.9 | 107.5 | 107 | 106.6 | 106.2 | 105.8 | 105.4 | 105.1 | 104.7 | 104.3 | 103.9 | 103.5 | 103.1 | 102.7 | 102.3 | 101.9 | 101.5 | 101 | 100.6 | 100.2 | 99.8 | 99.4 | 98.9 | 98.5 | 98.1 | 97.7 | 97.3 | 96.8 | 96.4 | 95.9 | 95.5 | 95.1 | 94.7 | 94.3 | 93.9 | 93.5 | 93 | 92.6 | 92.1 | 91.7 | 91.3 | 90.9 | 90.4 | 90 | 89.6 | 89.2 | 88.7 | 88.3 | 87.8 | 87.4 | 87 | 86.5 | 86.1 | 85.6 | 85.2 | 84.8 | 84.3 | 83.9 | 83.4 | 83 | 82.5 | 82.1 | 81.7 | 81.2 | 80.8 | 80.3 | 79.9 | 79.5 | 79 | 78.6 | 78.1 | 77.7 | 77.2 | 76.8 | 76.3 | 75.9 | 75.5 | 75 | 74.6 | 74.1 | 73.7 | 73.2 | 72.8 | 72.3 | 71.9 | 71.4 | 71 | 70.5 | 70.1 | 69.6 | 69.2 | 68.7 | 68.3 | 67.8 | 67.4 | 66.9 | 66.5 | 66 | 65.6 | 65.1
0.94852 | 84 | 108.7 | 108.3 | 107.9 | 107.5 | 107.1 | 106.7 | 106.3 | 106 | 105.6 | 105.2 | 104.8 | 104.4 | 104 | 103.6 | 103.2 | 102.8 | 102.4 | 101.9 | 101.5 | 101.1 | 100.7 | 100.3 | 99.8 | 99.4 | 99 | 98.6 | 98.2 | 97.7 | 97.3 | 96.8 | 96.4 | 96 | 95.6 | 95.2 | 94.8 | 94.4 | 94 | 93.5 | 93.1 | 92.7 | 92.3 | 91.9 | 91.4 | 91 | 90.6 | 90.2 | 89.7 | 89.3 | 88.8 | 88.4 | 88 | 87.5 | 87.1 | 86.6 | 86.2 | 85.7 | 85.3 | 84.9 | 84.4 | 84 | 83.5 | 83.1 | 82.7 | 82.2 | 81.8 | 81.4 | 80.9 | 80.5 | 80 | 79.6 | 79.1 | 78.7 | 78.2 | 77.8 | 77.4 | 76.9 | 76.5 | 76 | 75.6 | 75.1 | 74.7 | 74.2 | 73.8 | 73.3 | 72.9 | 72.4 | 72 | 71.5 | 71.1 | 70.7 | 70.2 | 69.8 | 69.3 | 68.9 | 68.4 | 68 | 67.5 | 67.1 | 66.6 | 66.2
0.9477 | 85 | 109.6 | 109.2 | 108.8 | 108.4 | 108 | 107.6 | 107.2 | 106.9 | 106.5 | 106.1 | 105.7 | 105.3 | 104.9 | 104.5 | 104.1 | 103.7 | 103.3 | 102.8 | 102.4 | 102 | 101.6 | 101.2 | 100.7 | 100.3 | 99.9 | 99.5 | 99.1 | 98.6 | 98.2 | 97.8 | 97.4 | 97 | 96.5 | 96.1 | 95.7 | 95.3 | 94.9 | 94.5 | 94.1 | 93.7 | 93.3 | 92.8 | 92.4 | 91.9 | 91.5 | 91.1 | 90.7 | 90.2 | 89.8 | 89.4 | 88.9 | 88.5 | 88.1 | 87.6 | 87.2 | 86.7 | 86.3 | 85.9 | 85.4 | 85 | 84.6 | 84.1 | 83.7 | 83.2 | 82.8 | 82.4 | 81.9 | 81.5 | 81 | 80.6 | 80.1 | 79.7 | 79.3 | 78.8 | 78.4 | 78 | 77.5 | 77.1 | 76.6 | 76.1 | 75.7 | 75.3 | 74.8 | 74.4 | 73.9 | 73.5 | 73 | 72.6 | 72.1 | 71.7 | 71.2 | 70.8 | 70.3 | 69.9 | 69.4 | 69 | 68.6 | 68.1 | 67.7 | 67.2
0.94687 | 86 | 110.4 | 110 | 109.6 | 109.2 | 108.8 | 108.4 | 108 | 107.7 | 107.3 | 106.9 | 106.5 | 106.1 | 105.8 | 105.4 | 105 | 104.6 | 104.2 | 103.7 | 103.3 | 102.9 | 102.5 | 102.1 | 101.7 | 101.3 | 100.9 | 100.5 | 100.1 | 99.6 | 99.2 | 98.7 | 98.3 | 97.9 | 97.5 | 97.1 | 96.7 | 96.3 | 95.9 | 95.4 | 95 | 94.6 | 94.2 | 93.8 | 93.3 | 92.9 | 92.5 | 92.1 | 91.7 | 91.2 | 90.8 | 90.4 | 89.9 | 89.5 | 89 | 88.6 | 88.2 | 87.7 | 87.3 | 86.9 | 86.4 | 86 | 85.6 | 85.1 | 84.7 | 84.2 | 83.8 | 83.4 | 82.9 | 82.5 | 82 | 81.6 | 81.2 | 80.7 | 80.3 | 79.8 | 79.4 | 79 | 78.5 | 78.1 | 77.6 | 77.2 | 76.7 | 76.3 | 75.8 | 75.4 | 74.9 | 74.5 | 74 | 73.6 | 73.2 | 72.7 | 72.3 | 71.8 | 71.4 | 70.9 | 70.5 | 70 | 69.6 | 69.1 | 68.7 | 68.2
0.94603 | 87 | 111.2 | 110.8 | 110.5 | 110.1 | 109.7 | 109.3 | 108.9 | 108.6 | 108.2 | 107.8 | 107.4 | 107 | 106.7 | 106.3 | 105.9 | 105.5 | 105.1 | 104.6 | 104.2 | 103.8 | 103.4 | 103 | 102.6 | 102.2 | 101.8 | 101.4 | 101 | 100.5 | 100.1 | 99.7 | 99.3 | 98.9 | 98.4 | 98 | 97.6 | 97.2 | 96.8 | 96.4 | 96 | 95.6 | 95.2 | 94.8 | 94.3 | 93.9 | 93.5 | 93.1 | 92.7 | 92.2 | 91.8 | 91.3 | 90.9 | 90.5 | 90 | 89.6 | 89.2 | 88.7 | 88.3 | 87.9 | 87.4 | 87 | 86.6 | 86.1 | 85.7 | 85.2 | 84.8 | 84.4 | 83.9 | 83.5 | 83 | 82.6 | 82.2 | 81.7 | 81.3 | 80.9 | 80.4 | 80 | 79.6 | 79.1 | 78.7 | 78.2 | 77.8 | 77.3 | 76.9 | 76.4 | 76 | 75.5 | 75.1 | 74.6 | 74.2 | 73.7 | 73.3 | 72.8 | 72.4 | 72 | 71.5 | 71.1 | 70.6 | 70.2 | 69.7 | 69.3
0.94518 | 88 | 112.1 | 111.7 | 111.3 | 110.9 | 110.5 | 110.1 | 109.8 | 109.4 | 109.1 | 108.7 | 108.3 | 107.9 | 107.6 | 107.2 | 106.8 | 106.4 | 106 | 105.5 | 105.1 | 104.7 | 104.3 | 103.9 | 103.5 | 103.1 | 102.7 | 102.3 | 101.9 | 101.5 | 101.1 | 100.7 | 100.3 | 99.9 | 99.4 | 99 | 98.6 | 98.2 | 97.8 | 97.3 | 96.9 | 96.5 | 96.1 | 95.7 | 95.3 | 94.9 | 94.5 | 94.1 | 93.6 | 93.2 | 92.7 | 92.3 | 91.9 | 91.4 | 91 | 90.6 | 90.1 | 89.7 | 89.3 | 88.8 | 88.4 | 88 | 87.6 | 87.1 | 86.7 | 86.3 | 85.8 | 85.4 | 84.9 | 84.5 | 84.1 | 83.6 | 83.2 | 82.8 | 82.3 | 81.9 | 81.4 | 81 | 80.6 | 80.1 | 79.7 | 79.2 | 78.8 | 78.3 | 77.9 | 77.4 | 77 | 76.5 | 76.1 | 75.7 | 75.2 | 74.8 | 74.3 | 73.9 | 73.4 | 73 | 72.5 | 72.1 | 71.7 | 71.2 | 70.8 | 70.3
0.94431 | 89 | 112.9 | 112.5 | 112.2 | 111.8 | 111.4 | 111 | 110.7 | 110.3 | 110 | 109.6 | 109.2 | 108.8 | 108.5 | 108.1 | 107.7 | 107.3 | 106.9 | 106.4 | 106 | 105.6 | 105.2 | 104.8 | 104.4 | 104 | 103.6 | 103.2 | 102.8 | 102.4 | 102 | 101.6 | 101.2 | 100.8 | 100.3 | 99.9 | 99.5 | 99.1 | 98.7 | 98.3 | 97.9 | 97.5 | 97.1 | 96.7 | 96.2 | 95.8 | 95.4 | 95 | 94.6 | 94.1 | 93.7 | 93.3 | 92.8 | 92.4 | 92 | 91.6 | 91.1 | 90.7 | 90.3 | 89.8 | 89.4 | 89 | 88.6 | 88.1 | 87.7 | 87.3 | 86.8 | 86.4 | 86 | 85.5 | 85.1 | 84.6 | 84.2 | 83.8 | 83.3 | 82.9 | 82.5 | 82 | 81.6 | 81.1 | 80.7 | 80.3 | 79.8 | 79.4 | 78.9 | 78.5 | 78 | 77.6 | 77.1 | 76.7 | 76.2 | 75.8 | 75.4 | 74.9 | 74.5 | 74 | 73.6 | 73.1 | 72.7 | 72.2 | 71.8 | 71.3
0.94344 | 90 | 113.8 | 113.4 | 113 | 112.6 | 112.2 | 111.8 | 111.5 | 111.1 | 110.8 | 110.4 | 110 | 109.7 | 109.3 | 109 | 108.6 | 108.2 | 107.8 | 107.3 | 106.9 | 106.5 | 106.1 | 105.7 | 105.3 | 104.9 | 104.5 | 104.1 | 103.7 | 103.3 | 102.9 | 102.5 | 102.1 | 101.7 | 101.3 | 100.9 | 100.5 | 100.1 | 99.7 | 99.2 | 98.8 | 98.4 | 98 | 97.6 | 97.2 | 96.8 | 96.4 | 96 | 95.6 | 95.1 | 94.7 | 94.3 | 93.8 | 93.4 | 93 | 92.6 | 92.1 | 91.7 | 91.3 | 90.8 | 90.4 | 90 | 89.6 | 89.1 | 88.7 | 88.3 | 87.8 | 87.4 | 87 | 86.5 | 86.1 | 85.7 | 85.2 | 84.8 | 84.4 | 83.9 | 83.5 | 83.1 | 82.6 | 82.2 | 81.7 | 81.3 | 80.8 | 80.4 | 79.9 | 79.5 | 79.1 | 78.6 | 78.2 | 77.7 | 77.3 | 76.8 | 76.4 | 75.9 | 75.5 | 75 | 74.6 | 74.2 | 73.7 | 73.3 | 72.8 | 72.4
0.94256 | 91 | 114.7 | 114.3 | 113.9 | 113.5 | 113.1 | 112.7 | 112.4 | 112 | 111.7 | 111.3 | 110.9 | 110.6 | 110.2 | 109.9 | 109.5 | 109.1 | 108.7 | 108.2 | 107.8 | 107.4 | 107 | 106.6 | 106.2 | 105.8 | 105.4 | 105 | 104.6 | 104.3 | 103.9 | 103.5 | 103.1 | 102.7 | 102.2 | 101.8 | 101.4 | 101 | 100.6 | 100.2 | 99.8 | 99.4 | 99 | 98.6 | 98.1 | 97.7 | 97.3 | 96.9 | 96.5 | 96.1 | 95.7 | 95.3 | 94.8 | 94.4 | 94 | 93.6 | 93.1 | 92.7 | 92.3 | 91.8 | 91.4 | 91 | 90.6 | 90.1 | 89.7 | 89.3 | 88.8 | 88.4 | 88 | 87.5 | 87.1 | 86.7 | 86.2 | 85.8 | 85.4 | 84.9 | 84.5 | 84.1 | 83.6 | 83.2 | 82.8 | 82.3 | 81.9 | 81.4 | 81 | 80.5 | 80.1 | 79.6 | 79.2 | 78.8 | 78.3 | 77.9 | 77.4 | 77 | 76.5 | 76.1 | 75.6 | 75.2 | 74.8 | 74.3 | 73.9 | 73.4
0.94167 | 92 | 115.6 | 115.2 | 114.8 | 114.4 | 114 | 113.6 | 113.3 | 112.9 | 112.6 | 112.2 | 111.8 | 111.5 | 111.1 | 110.8 | 110.4 | 110 | 109.6 | 109.1 | 108.7 | 108.3 | 107.9 | 107.5 | 107.1 | 106.7 | 106.3 | 105.9 | 105.5 | 105.2 | 104.8 | 104.4 | 104 | 103.6 | 103.2 | 102.8 | 102.4 | 102 | 101.6 | 101.1 | 100.7 | 100.3 | 99.9 | 99.5 | 99.1 | 98.7 | 98.3 | 97.9 | 97.5 | 97 | 96.6 | 96.2 | 95.8 | 95.4 | 95 | 94.5 | 94.1 | 93.7 | 93.3 | 92.8 | 92.4 | 92 | 91.6 | 91.1 | 90.7 | 90.3 | 89.8 | 89.4 | 89 | 88.5 | 88.1 | 87.7 | 87.3 | 86.8 | 86.4 | 86 | 85.5 | 85.1 | 84.7 | 84.2 | 83.8 | 83.3 | 82.9 | 82.4 | 82 | 81.6 | 81.1 | 80.7 | 80.2 | 79.8 | 79.4 | 78.9 | 78.5 | 78 | 77.6 | 77.1 | 76.7 | 76.3 | 75.8 | 75.4 | 74.9 | 74.5
0.94077 | 93 | 116.5 | 116.1 | 115.7 | 115.3 | 114.9 | 114.5 | 114.2 | 113.8 | 113.5 | 113.1 | 112.7 | 112.4 | 112 | 111.7 | 111.3 | 110.9 | 110.5 | 110 | 109.6 | 109.2 | 108.8 | 108.4 | 108.1 | 107.7 | 107.3 | 106.9 | 106.5 | 106.2 | 105.8 | 105.4 | 105 | 104.6 | 104.1 | 103.7 | 103.3 | 102.9 | 102.5 | 102.1 | 101.7 | 101.3 | 100.9 | 100.5 | 100.1 | 99.7 | 99.3 | 98.9 | 98.5 | 98 | 97.6 | 97.2 | 96.8 | 96.4 | 96 | 95.5 | 95.1 | 94.7 | 94.3 | 93.8 | 93.4 | 93 | 92.6 | 92.1 | 91.7 | 91.3 | 90.8 | 90.4 | 90 | 89.6 | 89.1 | 88.7 | 88.3 | 87.8 | 87.4 | 87 | 86.6 | 86.1 | 85.7 | 85.2 | 84.8 | 84.4 | 83.9 | 83.5 | 83 | 82.6 | 82.2 | 81.7 | 81.3 | 80.8 | 80.4 | 80 | 79.5 | 79.1 | 78.6 | 78.2 | 77.7 | 77.3 | 76.9 | 76.4 | 76 | 75.5
0.93986 | 94 | 117.4 | 117 | 116.6 | 116.2 | 115.8 | 115.4 | 115.1 | 114.7 | 114.4 | 114 | 113.6 | 113.3 | 112.9 | 112.6 | 112.2 | 111.8 | 111.4 | 111 | 110.6 | 110.2 | 109.8 | 109.4 | 109 | 108.6 | 108.2 | 107.8 | 107.4 | 107.1 | 106.7 | 106.3 | 105.9 | 105.5 | 105.1 | 104.7 | 104.3 | 103.9 | 103.5 | 103.1 | 102.7 | 102.3 | 101.9 | 101.5 | 101.1 | 100.7 | 100.3 | 99.9 | 99.5 | 99 | 98.6 | 98.2 | 97.8 | 97.4 | 96.9 | 96.5 | 96.1 | 95.7 | 95.3 | 94.8 | 94.4 | 94 | 93.6 | 93.1 | 92.7 | 92.3 | 91.9 | 91.4 | 91 | 90.6 | 90.1 | 89.7 | 89.3 | 88.9 | 88.4 | 88 | 87.6 | 87.1 | 86.7 | 86.3 | 85.8 | 85.4 | 85 | 84.5 | 84.1 | 83.6 | 83.2 | 82.8 | 82.3 | 81.9 | 81.5 | 81 | 80.6 | 80.1 | 79.7 | 79.2 | 78.8 | 78.4 | 77.9 | 77.5 | 77 | 76.6
0.93894 | 95 | 118.3 | 117.9 | 117.5 | 117.1 | 116.7 | 116.3 | 116 | 115.6 | 115.3 | 114.9 | 114.5 | 114.2 | 113.8 | 113.5 | 113.1 | 112.7 | 112.3 | 111.9 | 111.5 | 111.1 | 110.7 | 110.3 | 109.9 | 109.5 | 109.1 | 108.7 | 108.3 | 108 | 107.6 | 107.2 | 106.8 | 106.4 | 106.1 | 105.7 | 105.3 | 104.9 | 104.5 | 104 | 103.6 | 103.2 | 102.8 | 102.4 | 102 | 101.6 | 101.2 | 100.8 | 100.4 | 100 | 99.6 | 99.2 | 98.8 | 98.4 | 97.9 | 97.5 | 97.1 | 96.7 | 96.2 | 95.8 | 95.4 | 95 | 94.6 | 94.1 | 93.7 | 93.3 | 92.9 | 92.4 | 92 | 91.6 | 91.2 | 90.7 | 90.3 | 89.9 | 89.5 | 89 | 88.6 | 88.2 | 87.7 | 87.3 | 86.9 | 86.4 | 86 | 85.6 | 85.1 | 84.7 | 84.2 | 83.8 | 83.4 | 82.9 | 82.5 | 82.1 | 81.6 | 81.2 | 80.7 | 80.3 | 79.8 | 79.4 | 79 | 78.5 | 78.1 | 77.6
0.93801 | 96 | 119.2 | 118.8 | 118.4 | 118 | 117.6 | 117.2 | 116.9 | 116.5 | 116.2 | 115.8 | 115.4 | 115.1 | 114.7 | 114.4 | 114 | 113.6 | 113.2 | 112.8 | 112.4 | 112 | 111.6 | 111.2 | 110.9 | 110.5 | 110.1 | 109.7 | 109.3 | 108.9 | 108.5 | 108.1 | 107.7 | 107.3 | 107 | 106.6 | 106.2 | 105.8 | 105.4 | 105 | 104.6 | 104.2 | 103.8 | 103.4 | 103 | 102.6 | 102.2 | 101.8 | 101.4 | 101 | 100.6 | 100.2 | 99.7 | 99.3 | 98.9 | 98.5 | 98.1 | 97.7 | 97.2 | 96.8 | 96.4 | 96 | 95.6 | 95.1 | 94.7 | 94.3 | 93.9 | 93.5 | 93 | 92.6 | 92.2 | 91.8 | 91.3 | 90.9 | 90.5 | 90.1 | 89.6 | 89.2 | 88.8 | 88.3 | 87.9 | 87.5 | 87 | 86.6 | 86.2 | 85.7 | 85.3 | 84.9 | 84.4 | 84 | 83.5 | 83.1 | 82.7 | 82.2 | 81.8 | 81.3 | 80.9 | 80.4 | 80 | 79.6 | 79.1 | 78.7
0.93707 | 97 | 120.1 | 119.7 | 119.3 | 118.9 | 118.5 | 118.1 | 117.8 | 117.4 | 117.1 | 116.7 | 116.3 | 116 | 115.6 | 115.3 | 114.9 | 114.5 | 114.1 | 113.7 | 113.3 | 112.9 | 112.5 | 112.1 | 111.8 | 111.4 | 111 | 110.6 | 110.2 | 109.9 | 109.5 | 109.1 | 108.7 | 108.3 | 108 | 107.6 | 107.2 | 106.8 | 106.4 | 106 | 105.6 | 105.2 | 104.8 | 104.4 | 104 | 103.6 | 103.2 | 102.8 | 102.4 | 102 | 101.6 | 101.1 | 100.7 | 100.3 | 99.9 | 99.5 | 99.1 | 98.6 | 98.2 | 97.8 | 97.4 | 97 | 96.6 | 96.1 | 95.7 | 95.3 | 94.9 | 94.5 | 94 | 93.6 | 93.2 | 92.8 | 92.3 | 91.9 | 91.5 | 91.1 | 90.6 | 90.2 | 89.8 | 89.4 | 88.9 | 88.5 | 88.1 | 87.6 | 87.2 | 86.8 | 86.3 | 85.9 | 85.5 | 85 | 84.6 | 84.1 | 83.7 | 83.3 | 82.8 | 82.4 | 81.9 | 81.5 | 81.1 | 80.6 | 80.2 | 79.7
0.93612 | 98 | 121 | 120.6 | 120.2 | 119.8 | 119.4 | 119 | 118.7 | 118.3 | 118 | 117.6 | 117.2 | 116.9 | 116.5 | 116.2 | 115.8 | 115.4 | 115 | 114.7 | 114.3 | 113.9 | 113.5 | 113.1 | 112.7 | 112.3 | 111.9 | 111.5 | 111.1 | 110.8 | 110.4 | 110 | 109.6 | 109.2 | 108.9 | 108.5 | 108.1 | 107.7 | 107.3 | 107 | 106.6 | 106.2 | 105.8 | 105.4 | 105 | 104.6 | 104.2 | 103.8 | 103.4 | 103 | 102.6 | 102.1 | 101.7 | 101.3 | 100.9 | 100.5 | 100.1 | 99.6 | 99.2 | 98.8 | 98.4 | 98 | 97.6 | 97.2 | 96.7 | 96.3 | 95.9 | 95.5 | 95.1 | 94.6 | 94.2 | 93.8 | 93.4 | 92.9 | 92.5 | 92.1 | 91.7 | 91.2 | 90.8 | 90.4 | 90 | 89.5 | 89.1 | 88.7 | 88.2 | 87.8 | 87.4 | 86.9 | 86.5 | 86.1 | 85.6 | 85.2 | 84.7 | 84.3 | 83.9 | 83.4 | 83 | 82.5 | 82.1 | 81.7 | 81.2 | 80.8
0.93516 | 99 | 121.9 | 121.5 | 121.1 | 120.7 | 120.3 | 119.9 | 119.6 | 119.2 | 118.9 | 118.5 | 118.1 | 117.8 | 117.4 | 117.1 | 116.7 | 116.3 | 115.9 | 115.6 | 115.2 | 114.8 | 114.4 | 114 | 113.7 | 113.3 | 112.9 | 112.5 | 112.1 | 111.8 | 111.4 | 111 | 110.6 | 110.2 | 109.8 | 109.4 | 109 | 108.6 | 108.2 | 107.9 | 107.5 | 107.1 | 106.7 | 106.3 | 105.9 | 105.5 | 105.1 | 104.7 | 104.3 | 103.9 | 103.5 | 103.1 | 102.7 | 102.3 | 101.9 | 101.5 | 101 | 100.6 | 100.2 | 99.8 | 99.4 | 99 | 98.6 | 98.2 | 97.7 | 97.3 | 96.9 | 96.5 | 96.1 | 95.7 | 95.2 | 94.8 | 94.4 | 94 | 93.5 | 93.1 | 92.7 | 92.3 | 91.8 | 91.4 | 91 | 90.6 | 90.1 | 89.7 | 89.3 | 88.8 | 88.4 | 88 | 87.6 | 87.1 | 86.7 | 86.2 | 85.8 | 85.4 | 84.9 | 84.5 | 84 | 83.6 | 83.2 | 82.7 | 82.3 | 81.8
0.93418 | 100 | 122.8 | 122.4 | 122 | 121.6 | 121.2 | 120.8 | 120.5 | 120.1 | 119.8 | 119.4 | 119.1 | 118.7 | 118.4 | 118 | 117.7 | 117.3 | 116.9 | 116.5 | 116.1 | 115.7 | 115.3 | 114.9 | 114.6 | 114.2 | 113.8 | 113.4 | 113 | 112.7 | 112.3 | 111.9 | 111.5 | 111.1 | 110.8 | 110.4 | 110 | 109.6 | 109.2 | 108.9 | 108.5 | 108.1 | 107.7 | 107.3 | 106.9 | 106.5 | 106.1 | 105.7 | 105.3 | 104.9 | 104.5 | 104.1 | 103.7 | 103.3 | 102.9 | 102.5 | 102 | 101.6 | 101.2 | 100.8 | 100.4 | 100 | 99.6 | 99.2 | 98.8 | 98.3 | 97.9 | 97.5 | 97.1 | 96.7 | 96.2 | 95.8 | 95.4 | 95 | 94.6 | 94.1 | 93.7 | 93.3 | 92.9 | 92.4 | 92 | 91.6 | 91.2 | 90.7 | 90.3 | 89.9 | 89.4 | 89 | 88.6 | 88.2 | 87.7 | 87.3 | 86.8 | 86.4 | 86 | 85.5 | 85.1 | 84.6 | 84.2 | 83.8 | 83.3 | 82.9
0.9332 | 101 | 123.7 | 123.3 | 122.9 | 122.5 | 122.1 | 121.7 | 121.4 | 121 | 120.7 | 120.3 | 120 | 119.6 | 119.3 | 118.9 | 118.6 | 118.2 | 117.8 | 117.5 | 117.1 | 116.7 | 116.3 | 115.9 | 115.5 | 115.1 | 114.7 | 114.3 | 113.9 | 113.6 | 113.2 | 112.8 | 112.4 | 112 | 111.7 | 111.3 | 110.9 | 110.5 | 110.1 | 109.8 | 109.4 | 109 | 108.6 | 108.2 | 107.9 | 107.5 | 107.1 | 106.7 | 106.3 | 105.9 | 105.5 | 105.1 | 104.7 | 104.3 | 103.9 | 103.4 | 103 | 102.6 | 102.2 | 101.8 | 101.4 | 101 | 100.6 | 100.2 | 99.8 | 99.3 | 98.9 | 98.5 | 98.1 | 97.7 | 97.3 | 96.8 | 96.4 | 96 | 95.6 | 95.2 | 94.7 | 94.3 | 93.9 | 93.5 | 93 | 92.6 | 92.2 | 91.8 | 91.3 | 90.9 | 90.5 | 90.1 | 89.6 | 89.2 | 88.8 | 88.3 | 87.9 | 87.5 | 87 | 86.6 | 86.1 | 85.7 | 85.3 | 84.8 | 84.4 | 84
0.93222 | 102 | 124.6 | 124.2 | 123.9 | 123.5 | 123.1 | 122.7 | 122.4 | 122 | 121.7 | 121.3 | 120.9 | 120.6 | 120.2 | 119.9 | 119.5 | 119.1 | 118.7 | 118.4 | 118 | 117.6 | 117.2 | 116.8 | 116.5 | 116.1 | 115.7 | 115.3 | 114.9 | 114.6 | 114.2 | 113.8 | 113.4 | 113 | 112.7 | 112.3 | 111.9 | 111.5 | 111.1 | 110.8 | 110.4 | 110 | 109.6 | 109.2 | 108.8 | 108.4 | 108 | 107.6 | 107.2 | 106.8 | 106.4 | 106.1 | 105.7 | 105.3 | 104.9 | 104.4 | 104 | 103.6 | 103.2 | 102.8 | 102.4 | 102 | 101.6 | 101.2 | 100.8 | 100.3 | 99.9 | 99.5 | 99.1 | 98.7 | 98.3 | 97.8 | 97.4 | 97 | 96.6 | 96.2 | 95.8 | 95.3 | 94.9 | 94.5 | 94.1 | 93.7 | 93.2 | 92.8 | 92.4 | 92 | 91.5 | 91.1 | 90.7 | 90.2 | 89.8 | 89.4 | 88.9 | 88.5 | 88.1 | 87.6 | 87.2 | 86.8 | 86.3 | 85.9 | 85.5 | 85
0.93123 | 103 | 125.5 | 125.1 | 124.8 | 124.4 | 124 | 123.6 | 123.3 | 122.9 | 122.6 | 122.2 | 121.8 | 121.5 | 121.1 | 120.8 | 120.4 | 120 | 119.6 | 119.3 | 118.9 | 118.5 | 118.1 | 117.7 | 117.4 | 117 | 116.6 | 116.2 | 115.8 | 115.5 | 115.1 | 114.7 | 114.3 | 114 | 113.6 | 113.3 | 112.9 | 112.5 | 112.1 | 111.7 | 111.3 | 110.9 | 110.5 | 110.1 | 109.8 | 109.4 | 109 | 108.6 | 108.2 | 107.8 | 107.4 | 107 | 106.6 | 106.2 | 105.8 | 105.4 | 105 | 104.6 | 104.2 | 103.8 | 103.4 | 103 | 102.6 | 102.2 | 101.8 | 101.3 | 100.9 | 100.5 | 100.1 | 99.7 | 99.3 | 98.9 | 98.4 | 98 | 97.6 | 97.2 | 96.8 | 96.4 | 95.9 | 95.5 | 95.1 | 94.7 | 94.3 | 93.8 | 93.4 | 93 | 92.6 | 92.1 | 91.7 | 91.3 | 90.8 | 90.4 | 90 | 89.5 | 89.1 | 88.7 | 88.2 | 87.8 | 87.4 | 87 | 86.5 | 86.1
0.93023 | 104 | 126.4 | 126 | 125.7 | 125.3 | 124.9 | 124.4 | 124.1 | 123.8 | 123.5 | 123.1 | 122.7 | 122.4 | 122 | 121.7 | 121.3 | 120.9 | 120.5 | 120.2 | 119.8 | 119.4 | 119 | 118.6 | 118.3 | 117.9 | 117.5 | 117.1 | 116.8 | 116.4 | 116.1 | 115.7 | 115.3 | 114.9 | 114.6 | 114.2 | 113.8 | 113.4 | 113 | 112.7 | 112.3 | 111.9 | 111.5 | 111.1 | 110.8 | 110.4 | 110 | 109.6 | 109.2 | 108.8 | 108.4 | 108 | 107.6 | 107.2 | 106.8 | 106.4 | 106 | 105.6 | 105.2 | 104.8 | 104.4 | 104 | 103.6 | 103.2 | 102.8 | 102.3 | 101.9 | 101.5 | 101.1 | 100.7 | 100.3 | 99.9 | 99.5 | 99 | 98.6 | 98.2 | 97.8 | 97.4 | 97 | 96.6 | 96.1 | 95.7 | 95.3 | 94.9 | 94.4 | 94 | 93.6 | 93.2 | 92.7 | 92.3 | 91.9 | 91.5 | 91 | 90.6 | 90.2 | 89.7 | 89.3 | 88.9 | 88.4 | 88 | 87.6 | 87.1
0.92923 | 105 | 127.3 | 126.9 | 126.6 | 126.2 | 125.8 | 125.4 | 125.1 | 124.7 | 124.4 | 124 | 123.6 | 123.3 | 122.9 | 122.6 | 122.2 | 121.8 | 121.4 | 121.1 | 120.7 | 120.3 | 119.9 | 119.6 | 119.2 | 118.9 | 118.5 | 118.1 | 117.8 | 117.4 | 117.1 | 116.7 | 116.3 | 115.9 | 115.6 | 115.2 | 114.8 | 114.4 | 114 | 113.7 | 113.3 | 112.9 | 112.5 | 112.1 | 111.8 | 111.4 | 111 | 110.6 | 110.2 | 109.8 | 109.4 | 109 | 108.6 | 108.2 | 107.8 | 107.4 | 107 | 106.6 | 106.2 | 105.8 | 105.4 | 105 | 104.6 | 104.2 | 103.8 | 103.4 | 102.9 | 102.5 | 102.1 | 101.7 | 101.3 | 100.9 | 100.5 | 100.1 | 99.7 | 99.2 | 98.8 | 98.4 | 98 | 97.6 | 97.2 | 96.8 | 96.3 | 95.9 | 95.5 | 95.1 | 94.6 | 94.2 | 93.8 | 93.4 | 92.9 | 92.5 | 92.1 | 91.6 | 91.2 | 90.8 | 90.4 | 89.9 | 89.5 | 89.1 | 88.6 | 88.2
0.92822 | 106 | 128.3 | 127.9 | 127.5 | 127.1 | 126.7 | 126.3 | 126 | 125.6 | 125.3 | 124.9 | 124.5 | 124.2 | 123.8 | 123.5 | 123.1 | 122.7 | 122.4 | 122 | 121.7 | 121.3 | 120.9 | 120.5 | 120.2 | 119.8 | 119.4 | 119 | 118.7 | 118.3 | 118 | 117.6 | 117.2 | 116.8 | 116.5 | 116.1 | 115.7 | 115.3 | 114.9 | 114.6 | 114.2 | 113.8 | 113.4 | 113 | 112.7 | 112.3 | 111.9 | 111.5 | 111.1 | 110.8 | 110.4 | 110 | 109.6 | 109.2 | 108.8 | 108.4 | 108 | 107.6 | 107.2 | 106.8 | 106.4 | 106 | 105.6 | 105.2 | 104.8 | 104.4 | 104 | 103.5 | 103.1 | 102.7 | 102.3 | 101.9 | 101.5 | 101.1 | 100.7 | 100.3 | 99.8 | 99.4 | 99 | 98.6 | 98.2 | 97.8 | 97.4 | 96.9 | 96.5 | 96.1 | 95.7 | 95.2 | 94.8 | 94.4 | 94 | 93.5 | 93.1 | 92.7 | 92.3 | 91.8 | 91.4 | 91 | 90.6 | 90.1 | 89.7 | 89.3
0.9272 | 107 | 129.2 | 128.8 | 128.4 | 128 | 127.6 | 127.2 | 126.9 | 126.5 | 126.2 | 125.8 | 125.5 | 125.1 | 124.8 | 124.4 | 124.1 | 123.7 | 123.3 | 123 | 122.6 | 122.2 | 121.8 | 121.5 | 121.1 | 120.8 | 120.4 | 120 | 119.7 | 119.3 | 119 | 118.6 | 118.2 | 117.8 | 117.5 | 117.1 | 116.7 | 116.3 | 115.9 | 115.6 | 115.2 | 114.8 | 114.4 | 114 | 113.7 | 113.3 | 112.9 | 112.5 | 112.1 | 111.8 | 111.4 | 111 | 110.6 | 110.2 | 109.8 | 109.4 | 109 | 108.6 | 108.2 | 107.8 | 107.4 | 107 | 106.6 | 106.2 | 105.8 | 105.4 | 105 | 104.6 | 104.2 | 103.7 | 103.3 | 102.9 | 102.5 | 102.1 | 101.7 | 101.3 | 100.9 | 100.5 | 100 | 99.6 | 99.2 | 98.8 | 98.4 | 98 | 97.6 | 97.1 | 96.7 | 96.3 | 95.9 | 95.4 | 95 | 94.6 | 94.2 | 93.7 | 93.3 | 92.9 | 92.5 | 92 | 91.6 | 91.2 | 90.8 | 90.3
0.92618 | 108 | 130.1 | 129.7 | 129.3 | 128.9 | 128.5 | 128.1 | 127.8 | 127.4 | 127.1 | 126.7 | 126.4 | 126 | 125.7 | 125.3 | 125 | 124.6 | 124.2 | 123.9 | 123.5 | 123.1 | 122.7 | 122.4 | 122 | 121.7 | 121.3 | 120.9 | 120.6 | 120.2 | 119.9 | 119.5 | 119.1 | 118.8 | 118.4 | 118.1 | 117.7 | 117.3 | 116.9 | 116.6 | 116.2 | 115.8 | 115.4 | 115 | 114.7 | 114.3 | 113.9 | 113.5 | 113.1 | 112.8 | 112.4 | 112 | 111.6 | 111.2 | 110.8 | 110.4 | 110 | 109.6 | 109.2 | 108.8 | 108.4 | 108 | 107.6 | 107.2 | 106.8 | 106.4 | 106 | 105.6 | 105.2 | 104.8 | 104.3 | 103.9 | 103.5 | 103.1 | 102.7 | 102.3 | 101.9 | 101.5 | 101.1 | 100.7 | 100.3 | 99.8 | 99.4 | 99 | 98.6 | 98.2 | 97.7 | 97.3 | 96.9 | 96.5 | 96.1 | 95.6 | 95.2 | 94.8 | 94.4 | 93.9 | 93.5 | 93.1 | 92.7 | 92.2 | 91.8 | 91.4
0.92515 | 109 | 131 | 130.6 | 130.3 | 129.9 | 129.5 | 129.1 | 128.8 | 128.4 | 128.1 | 127.7 | 127.4 | 127 | 126.7 | 126.3 | 126 | 125.6 | 125.2 | 124.9 | 124.5 | 124.1 | 123.7 | 123.4 | 123 | 122.7 | 122.3 | 121.9 | 121.6 | 121.2 | 120.9 | 120.5 | 120.1 | 119.8 | 119.4 | 119.1 | 118.7 | 118.3 | 117.9 | 117.6 | 117.2 | 116.8 | 116.4 | 116 | 115.7 | 115.3 | 114.9 | 114.5 | 114.1 | 113.8 | 113.4 | 113 | 112.6 | 112.2 | 111.8 | 111.4 | 111 | 110.6 | 110.2 | 109.8 | 109.4 | 109 | 108.6 | 108.2 | 107.8 | 107.4 | 107 | 106.6 | 106.2 | 105.8 | 105.4 | 104.9 | 104.5 | 104.1 | 103.7 | 103.3 | 102.9 | 102.5 | 102.1 | 101.7 | 101.3 | 100.9 | 100.4 | 100 | 99.6 | 99.2 | 98.8 | 98.4 | 97.9 | 97.5 | 97.1 | 96.7 | 96.3 | 95.8 | 95.4 | 95 | 94.6 | 94.1 | 93.7 | 93.3 | 92.9 | 92.4
0.92409 | 110 | 131.9 | 131.6 | 131.2 | 130.9 | 130.5 | 130.1 | 129.8 | 129.4 | 129.1 | 128.7 | 128.3 | 128 | 127.6 | 127.3 | 126.9 | 126.5 | 126.1 | 125.8 | 125.4 | 125 | 124.6 | 124.3 | 123.9 | 123.6 | 123.2 | 122.8 | 122.5 | 122.1 | 121.8 | 121.4 | 121 | 120.7 | 120.3 | 120 | 119.6 | 119.2 | 118.9 | 118.5 | 118.2 | 117.8 | 117.4 | 117 | 116.6 | 116.2 | 115.8 | 115.4 | 115 | 114.7 | 114.3 | 114 | 113.6 | 113.2 | 112.8 | 112.4 | 112 | 111.6 | 111.2 | 110.8 | 110.4 | 110 | 109.6 | 109.2 | 108.8 | 108.4 | 108 | 107.6 | 107.2 | 106.8 | 106.4 | 106 | 105.6 | 105.2 | 104.7 | 104.3 | 103.9 | 103.5 | 103.1 | 102.7 | 102.3 | 101.9 | 101.5 | 101.1 | 100.6 | 100.2 | 99.8 | 99.4 | 99 | 98.6 | 98.1 | 97.7 | 97.3 | 96.9 | 96.5 | 96 | 95.6 | 95.2 | 94.8 | 94.4 | 93.9 | 93.5
0.92305 | 111 | 132.8 | 132.5 | 132.1 | 131.8 | 131.4 | 131 | 130.7 | 130.3 | 130 | 129.6 | 129.3 | 128.9 | 128.6 | 128.2 | 127.9 | 127.5 | 127.1 | 126.8 | 126.4 | 126 | 125.6 | 125.3 | 124.9 | 124.6 | 124.2 | 123.8 | 123.5 | 123.1 | 122.8 | 122.4 | 122 | 121.7 | 121.3 | 121 | 120.6 | 120.2 | 119.8 | 119.5 | 119.1 | 118.7 | 118.3 | 117.9 | 117.6 | 117.2 | 116.8 | 116.4 | 116 | 115.7 | 115.3 | 114.9 | 114.5 | 114.1 | 113.8 | 113.4 | 113 | 112.6 | 112.2 | 111.8 | 111.4 | 111 | 110.6 | 110.2 | 109.8 | 109.4 | 109 | 108.6 | 108.2 | 107.8 | 107.4 | 107 | 106.6 | 106.2 | 105.8 | 105.4 | 105 | 104.5 | 104.1 | 103.7 | 103.3 | 102.9 | 102.5 | 102.1 | 101.7 | 101.3 | 100.8 | 100.4 | 100 | 99.6 | 99.2 | 98.8 | 98.3 | 97.9 | 97.5 | 97.1 | 96.7 | 96.2 | 95.8 | 95.4 | 95 | 94.5
0.922 | 112 | 133.8 | 133.4 | 133.1 | 132.7 | 132.3 | 132 | 131.6 | 131.3 | 130.9 | 130.6 | 130.3 | 129.9 | 129.6 | 129.2 | 128.9 | 128.5 | 128.1 | 127.8 | 127.4 | 127 | 126.6 | 126.3 | 125.9 | 125.6 | 125.2 | 124.8 | 124.5 | 124.1 | 123.8 | 123.4 | 123 | 122.6 | 122.3 | 121.9 | 121.5 | 121.1 | 120.8 | 120.4 | 120.1 | 119.7 | 119.3 | 118.9 | 118.6 | 118.2 | 117.8 | 117.4 | 117 | 116.7 | 116.3 | 115.9 | 115.5 | 115.1 | 114.7 | 114.4 | 114 | 113.6 | 113.2 | 112.8 | 112.4 | 112 | 111.6 | 111.2 | 110.8 | 110.4 | 110 | 109.6 | 109.2 | 108.8 | 108.4 | 108 | 107.6 | 107.2 | 106.8 | 106.4 | 106 | 105.6 | 105.2 | 104.8 | 104.4 | 103.9 | 103.5 | 103.1 | 102.7 | 102.3 | 101.9 | 101.5 | 101 | 100.6 | 100.2 | 99.8 | 99.4 | 99 | 98.5 | 98.1 | 97.7 | 97.3 | 96.9 | 96.4 | 96 | 95.6
0.92095 | 113 | 134.7 | 134.4 | 134 | 133.7 | 133.3 | 132.9 | 132.6 | 132.2 | 131.9 | 131.5 | 131.2 | 130.8 | 130.5 | 130.1 | 129.8 | 129.4 | 129 | 128.7 | 128.3 | 127.9 | 127.5 | 127.2 | 126.8 | 126.5 | 126.1 | 125.8 | 125.4 | 125.1 | 124.7 | 124.4 | 124 | 123.6 | 123.3 | 122.9 | 122.5 | 122.1 | 121.8 | 121.4 | 121.1 | 120.7 | 120.3 | 119.9 | 119.6 | 119.2 | 118.8 | 118.4 | 118 | 117.7 | 117.3 | 116.9 | 116.5 | 116.1 | 115.7 | 115.3 | 115 | 114.6 | 114.2 | 113.8 | 113.4 | 113 | 112.6 | 112.2 | 111.8 | 111.4 | 111 | 110.6 | 110.2 | 109.8 | 109.4 | 109 | 108.6 | 108.2 | 107.8 | 107.4 | 107 | 106.6 | 106.2 | 105.8 | 105.4 | 105 | 104.6 | 104.1 | 103.7 | 103.3 | 102.9 | 102.5 | 102.1 | 101.7 | 101.3 | 100.8 | 100.4 | 100 | 99.6 | 99.2 | 98.7 | 98.3 | 97.9 | 97.5 | 97.1 | 96.6
0.91989 | 114 | 135.6 | 135.3 | 134.9 | 134.6 | 134.2 | 133.9 | 133.5 | 133.2 | 132.8 | 132.5 | 132.2 | 131.8 | 131.5 | 131.1 | 130.8 | 130.4 | 130 | 129.7 | 129.3 | 128.9 | 128.5 | 128.2 | 127.8 | 127.5 | 127.1 | 126.7 | 126.4 | 126 | 125.7 | 125.3 | 124.9 | 124.6 | 124.2 | 123.9 | 123.5 | 123.1 | 122.7 | 122.4 | 122 | 121.6 | 121.2 | 120.8 | 120.5 | 120.1 | 119.7 | 119.3 | 119 | 118.6 | 118.3 | 117.9 | 117.5 | 117.1 | 116.7 | 116.3 | 115.9 | 115.6 | 115.2 | 114.8 | 114.4 | 114 | 113.6 | 113.2 | 112.8 | 112.4 | 112 | 111.6 | 111.2 | 110.8 | 110.4 | 110 | 109.6 | 109.2 | 108.8 | 108.4 | 108 | 107.6 | 107.2 | 106.8 | 106.4 | 106 | 105.6 | 105.2 | 104.8 | 104.4 | 103.9 | 103.5 | 103.1 | 102.7 | 102.3 | 101.9 | 101.5 | 101 | 100.6 | 100.2 | 99.8 | 99.4 | 99 | 98.5 | 98.1 | 97.7
0.91882 | 115 | 136.6 | 136.2 | 135.9 | 135.5 | 135.2 | 134.9 | 134.5 | 134.2 | 133.8 | 133.5 | 133.2 | 132.8 | 132.5 | 132.1 | 131.8 | 131.4 | 131 | 130.7 | 130.3 | 129.9 | 129.5 | 129.2 | 128.8 | 128.5 | 128.1 | 127.7 | 127.4 | 127 | 126.7 | 126.3 | 125.9 | 125.6 | 125.2 | 124.9 | 124.5 | 124.1 | 123.7 | 123.4 | 123 | 122.6 | 122.2 | 121.8 | 121.5 | 121.1 | 120.7 | 120.3 | 120 | 119.6 | 119.3 | 118.9 | 118.5 | 118.1 | 117.7 | 117.3 | 116.9 | 116.5 | 116.2 | 115.8 | 115.4 | 115 | 114.6 | 114.2 | 113.8 | 113.4 | 113 | 112.6 | 112.2 | 111.8 | 111.4 | 111 | 110.6 | 110.2 | 109.8 | 109.4 | 109 | 108.6 | 108.2 | 107.8 | 107.4 | 107 | 106.6 | 106.2 | 105.8 | 105.4 | 105 | 104.6 | 104.2 | 103.7 | 103.3 | 102.9 | 102.5 | 102.1 | 101.7 | 101.2 | 100.8 | 100.4 | 100 | 99.6 | 99.2 | 98.7
0.91774 | 116 | 137.6 | 137.2 | 136.9 | 136.5 | 136.1 | 135.8 | 135.4 | 135.1 | 134.7 | 134.4 | 134.1 | 133.7 | 133.4 | 133 | 132.7 | 132.3 | 132 | 131.6 | 131.3 | 130.9 | 130.5 | 130.2 | 129.8 | 129.5 | 129.1 | 128.7 | 128.4 | 128 | 127.7 | 127.3 | 126.9 | 126.5 | 126.2 | 125.8 | 125.4 | 125 | 124.7 | 124.3 | 124 | 123.6 | 123.2 | 122.8 | 122.5 | 122.1 | 121.7 | 121.3 | 121 | 120.6 | 120.3 | 119.9 | 119.5 | 119.1 | 118.7 | 118.3 | 117.9 | 117.5 | 117.2 | 116.8 | 116.4 | 116 | 115.6 | 115.2 | 114.8 | 114.4 | 114 | 113.6 | 113.2 | 112.8 | 112.4 | 112 | 111.7 | 111.3 | 110.9 | 110.5 | 110.1 | 109.7 | 109.2 | 108.8 | 108.4 | 108 | 107.6 | 107.2 | 106.8 | 106.4 | 106 | 105.6 | 105.2 | 104.8 | 104.4 | 104 | 103.5 | 103.1 | 102.7 | 102.3 | 101.9 | 101.5 | 101 | 100.6 | 100.2 | 99.8
0.91665 | 117 | 138.5 | 138.1 | 137.8 | 137.4 | 137.1 | 136.8 | 136.4 | 136.1 | 135.7 | 135.4 | 135.1 | 134.7 | 134.4 | 134 | 133.7 | 133.3 | 132.9 | 132.6 | 132.2 | 131.8 | 131.4 | 131.1 | 130.7 | 130.4 | 130 | 129.6 | 129.3 | 128.9 | 128.6 | 128.2 | 127.8 | 127.5 | 127.1 | 126.8 | 126.4 | 126 | 125.7 | 125.3 | 125 | 124.6 | 124.2 | 123.8 | 123.5 | 123.1 | 122.7 | 122.3 | 121.9 | 121.6 | 121.2 | 120.8 | 120.5 | 120.1 | 119.7 | 119.3 | 118.9 | 118.5 | 118.2 | 117.8 | 117.4 | 117 | 116.6 | 116.2 | 115.8 | 115.4 | 115 | 114.6 | 114.2 | 113.9 | 113.5 | 113.1 | 112.7 | 112.3 | 111.9 | 111.5 | 111.1 | 110.7 | 110.3 | 109.9 | 109.5 | 109.1 | 108.7 | 108.3 | 107.9 | 107.4 | 107 | 106.6 | 106.2 | 105.8 | 105.4 | 105 | 104.6 | 104.2 | 103.7 | 103.3 | 102.9 | 102.5 | 102.1 | 101.7 | 101.2 | 100.8
0.91555 | 118 | 139.4 | 139 | 138.7 | 138.3 | 138 | 137.7 | 137.3 | 137 | 136.6 | 136.3 | 136 | 135.6 | 135.3 | 134.9 | 134.6 | 134.2 | 133.9 | 133.5 | 133.2 | 132.8 | 132.4 | 132.1 | 131.7 | 131.4 | 131 | 130.6 | 130.3 | 129.9 | 129.6 | 129.2 | 128.8 | 128.5 | 128.1 | 127.8 | 127.4 | 127 | 126.7 | 126.3 | 126 | 125.6 | 125.2 | 124.8 | 124.5 | 124.1 | 123.7 | 123.3 | 122.9 | 122.6 | 122.2 | 121.8 | 121.4 | 121.1 | 120.7 | 120.3 | 119.9 | 119.5 | 119.1 | 118.8 | 118.4 | 118 | 117.6 | 117.2 | 116.8 | 116.4 | 116 | 115.6 | 115.3 | 114.9 | 114.5 | 114.1 | 113.7 | 113.3 | 112.9 | 112.5 | 112.1 | 111.7 | 111.3 | 110.9 | 110.5 | 110.1 | 109.7 | 109.3 | 108.9 | 108.5 | 108.1 | 107.7 | 107.3 | 106.8 | 106.4 | 106 | 105.6 | 105.2 | 104.8 | 104.4 | 104 | 103.5 | 103.1 | 102.7 | 102.3 | 101.9
0.91444 | 119 | 140.4 | 140 | 139.7 | 139.3 | 139 | 138.7 | 138.3 | 138 | 137.6 | 137.3 | 137 | 136.6 | 136.3 | 135.9 | 135.6 | 135.2 | 134.9 | 134.5 | 134.2 | 133.8 | 133.4 | 133.1 | 132.7 | 132.4 | 132 | 131.6 | 131.3 | 130.9 | 130.6 | 130.2 | 129.8 | 129.4 | 129.1 | 128.7 | 128.3 | 127.9 | 127.6 | 127.2 | 126.9 | 126.5 | 126.1 | 125.8 | 125.4 | 125.1 | 124.7 | 124.3 | 123.9 | 123.6 | 123.2 | 122.8 | 122.4 | 122 | 121.7 | 121.3 | 120.9 | 120.5 | 120.1 | 119.8 | 119.4 | 119 | 118.6 | 118.2 | 117.8 | 117.4 | 117 | 116.7 | 116.3 | 115.9 | 115.5 | 115.1 | 114.7 | 114.3 | 113.9 | 113.5 | 113.1 | 112.7 | 112.3 | 111.9 | 111.5 | 111.1 | 110.7 | 110.3 | 109.9 | 109.5 | 109.1 | 108.7 | 108.3 | 107.9 | 107.5 | 107.1 | 106.6 | 106.2 | 105.8 | 105.4 | 105 | 104.6 | 104.2 | 103.8 | 103.3 | 102.9
0.91333 | 120 | 141.3 | 140.9 | 140.6 | 140.2 | 139.9 | 139.6 | 139.2 | 138.9 | 138.5 | 138.2 | 137.9 | 137.5 | 137.2 | 136.8 | 136.5 | 136.1 | 135.8 | 135.4 | 135.1 | 134.7 | 134.3 | 134 | 133.6 | 133.3 | 132.9 | 132.6 | 132.2 | 131.9 | 131.5 | 131.2 | 130.8 | 130.4 | 130.1 | 129.7 | 129.3 | 128.9 | 128.6 | 128.2 | 127.9 | 127.5 | 127.1 | 126.8 | 126.4 | 126.1 | 125.7 | 125.3 | 124.9 | 124.6 | 124.2 | 123.8 | 123.4 | 123 | 122.7 | 122.3 | 121.9 | 121.5 | 121.1 | 120.8 | 120.4 | 120 | 119.6 | 119.2 | 118.8 | 118.4 | 118.1 | 117.7 | 117.3 | 116.9 | 116.5 | 116.1 | 115.7 | 115.3 | 114.9 | 114.5 | 114.1 | 113.7 | 113.3 | 112.9 | 112.5 | 112.1 | 111.7 | 111.3 | 110.9 | 110.5 | 110.1 | 109.7 | 109.3 | 108.9 | 108.5 | 108.1 | 107.7 | 107.3 | 106.9 | 106.5 | 106 | 105.6 | 105.2 | 104.8 | 104.4 | 104
0.91221 | 121 | 142.2 | 141.9 | 141.5 | 141.2 | 140.9 | 140.6 | 140.2 | 139.9 | 139.5 | 139.2 | 138.9 | 138.5 | 138.2 | 137.8 | 137.5 | 137.1 | 136.8 | 136.4 | 136.1 | 135.7 | 135.3 | 135 | 134.6 | 134.3 | 133.9 | 133.5 | 133.2 | 132.8 | 132.5 | 132.1 | 131.7 | 131.4 | 131 | 130.7 | 130.3 | 129.9 | 129.6 | 129.2 | 128.9 | 128.5 | 128.1 | 127.8 | 127.4 | 127.1 | 126.7 | 126.3 | 125.9 | 125.6 | 125.2 | 124.8 | 124.4 | 124 | 123.6 | 123.3 | 122.9 | 122.5 | 122.1 | 121.8 | 121.4 | 121 | 120.6 | 120.2 | 119.8 | 119.5 | 119.1 | 118.7 | 118.3 | 117.9 | 117.5 | 117.1 | 116.7 | 116.3 | 115.9 | 115.6 | 115.2 | 114.8 | 114.4 | 114 | 113.6 | 113.2 | 112.8 | 112.4 | 112 | 111.6 | 111.2 | 110.8 | 110.4 | 110 | 109.5 | 109.1 | 108.7 | 108.3 | 107.9 | 107.5 | 107.1 | 106.7 | 106.3 | 105.8 | 105.4 | 105
0.91109 | 122 | 143.1 | 142.8 | 142.4 | 142.1 | 141.8 | 141.5 | 141.1 | 140.8 | 140.4 | 140.1 | 139.8 | 139.5 | 139.1 | 138.8 | 138.5 | 138.1 | 137.8 | 137.4 | 137.1 | 136.7 | 136.3 | 135.9 | 135.6 | 135.2 | 134.8 | 134.5 | 134.1 | 133.8 | 133.4 | 133.1 | 132.7 | 132.4 | 132 | 131.7 | 131.3 | 130.9 | 130.6 | 130.2 | 129.9 | 129.5 | 129.1 | 128.8 | 128.4 | 128.1 | 127.7 | 127.3 | 126.9 | 126.6 | 126.2 | 125.8 | 125.4 | 125 | 124.6 | 124.3 | 123.9 | 123.5 | 123.1 | 122.8 | 122.4 | 122 | 121.6 | 121.2 | 120.8 | 120.5 | 120.1 | 119.7 | 119.3 | 118.9 | 118.5 | 118.1 | 117.7 | 117.4 | 117 | 116.6 | 116.2 | 115.8 | 115.4 | 115 | 114.6 | 114.2 | 113.8 | 113.4 | 113 | 112.6 | 112.2 | 111.8 | 111.4 | 111 | 110.6 | 110.2 | 109.8 | 109.4 | 109 | 108.5 | 108.1 | 107.7 | 107.3 | 106.9 | 106.5 | 106.1
0.90996 | 123 | 144.1 | 143.8 | 143.4 | 143.1 | 142.8 | 142.5 | 142.1 | 141.8 | 141.4 | 141.1 | 140.8 | 140.4 | 140.1 | 139.7 | 139.4 | 139 | 138.7 | 138.3 | 138 | 137.6 | 137.2 | 136.9 | 136.5 | 136.2 | 135.8 | 135.5 | 135.1 | 134.8 | 134.4 | 134.1 | 133.7 | 133.4 | 133 | 132.7 | 132.3 | 131.9 | 131.6 | 131.2 | 130.9 | 130.5 | 130.1 | 129.8 | 129.4 | 129.1 | 128.7 | 128.3 | 127.9 | 127.6 | 127.2 | 126.8 | 126.4 | 126 | 125.6 | 125.3 | 124.9 | 124.5 | 124.1 | 123.8 | 123.4 | 123 | 122.6 | 122.2 | 121.9 | 121.5 | 121.1 | 120.7 | 120.3 | 119.9 | 119.5 | 119.1 | 118.8 | 118.4 | 118 | 117.6 | 117.2 | 116.8 | 116.4 | 116 | 115.6 | 115.2 | 114.8 | 114.4 | 114 | 113.6 | 113.2 | 112.8 | 112.4 | 112 | 111.6 | 111.2 | 110.8 | 110.4 | 110 | 109.6 | 109.2 | 108.8 | 108.4 | 107.9 | 107.5 | 107.1
0.90882 | 124 | 145 | 144.7 | 144.3 | 144 | 143.7 | 143.4 | 143 | 142.7 | 142.3 | 142 | 141.7 | 141.4 | 141 | 140.7 | 140.4 | 140 | 139.7 | 139.3 | 139 | 138.6 | 138.2 | 137.9 | 137.5 | 137.2 | 136.8 | 136.5 | 136.1 | 135.8 | 135.4 | 135.1 | 134.7 | 134.4 | 134 | 133.7 | 133.3 | 132.9 | 132.6 | 132.2 | 131.9 | 131.5 | 131.1 | 130.7 | 130.4 | 130 | 129.6 | 129.2 | 128.9 | 128.5 | 128.2 | 127.8 | 127.4 | 127 | 126.6 | 126.2 | 125.9 | 125.5 | 125.1 | 124.8 | 124.4 | 124 | 123.6 | 123.2 | 122.9 | 122.5 | 122.1 | 121.7 | 121.3 | 120.9 | 120.5 | 120.2 | 119.8 | 119.4 | 119 | 118.6 | 118.2 | 117.8 | 117.4 | 117 | 116.6 | 116.2 | 115.8 | 115.5 | 115.1 | 114.7 | 114.3 | 113.9 | 113.5 | 113.1 | 112.7 | 112.2 | 111.8 | 111.4 | 111 | 110.6 | 110.2 | 109.8 | 109.4 | 109 | 108.6 | 108.2
0.90768 | 125 | 145.9 | 145.6 | 145.3 | 145 | 144.7 | 144.4 | 144 | 143.7 | 143.3 | 143 | 142.7 | 142.3 | 142 | 141.6 | 141.3 | 141 | 140.6 | 140.3 | 139.9 | 139.6 | 139.2 | 138.8 | 138.5 | 138.1 | 137.7 | 137.4 | 137 | 136.7 | 136.3 | 136 | 135.7 | 135.3 | 135 | 134.6 | 134.3 | 133.9 | 133.6 | 133.2 | 132.9 | 132.5 | 132.1 | 131.7 | 131.4 | 131 | 130.6 | 130.2 | 129.9 | 129.5 | 129.2 | 128.7 | 128.4 | 128 | 127.6 | 127.2 | 126.9 | 126.5 | 126.1 | 125.8 | 125.4 | 125 | 124.6 | 124.2 | 123.9 | 123.5 | 123.1 | 122.7 | 122.3 | 121.9 | 121.6 | 121.2 | 120.8 | 120.4 | 120 | 119.6 | 119.2 | 118.8 | 118.4 | 118.1 | 117.7 | 117.3 | 116.9 | 116.5 | 116.1 | 115.7 | 115.3 | 114.9 | 114.5 | 114.1 | 113.7 | 113.3 | 112.9 | 112.5 | 112.1 | 111.7 | 111.3 | 110.9 | 110.4 | 110 | 109.6 | 109.2
0.90653 | 126 | 146.9 | 146.6 | 146.2 | 145.9 | 145.6 | 145.3 | 144.9 | 144.6 | 144.2 | 143.9 | 143.6 | 143.3 | 142.9 | 142.6 | 142.3 | 141.9 | 141.6 | 141.2 | 140.9 | 140.5 | 140.1 | 139.8 | 139.4 | 139.1 | 138.7 | 138.3 | 138 | 137.6 | 137.3 | 136.9 | 136.6 | 136.2 | 135.9 | 135.5 | 135.2 | 134.9 | 134.5 | 134.2 | 133.8 | 133.5 | 133.1 | 132.7 | 132.4 | 132 | 131.6 | 131.2 | 130.9 | 130.5 | 130.2 | 129.7 | 129.4 | 129 | 128.6 | 128.2 | 127.9 | 127.5 | 127.1 | 126.8 | 126.4 | 126 | 125.6 | 125.2 | 124.9 | 124.5 | 124.1 | 123.7 | 123.3 | 123 | 122.6 | 122.2 | 121.8 | 121.4 | 121 | 120.6 | 120.2 | 119.9 | 119.5 | 119.1 | 118.7 | 118.3 | 117.9 | 117.5 | 117.1 | 116.7 | 116.3 | 115.9 | 115.5 | 115.1 | 114.7 | 114.3 | 113.9 | 113.5 | 113.1 | 112.7 | 112.3 | 111.9 | 111.5 | 111.1 | 110.7 | 110.3
0.90538 | 127 | 147.8 | 147.5 | 147.1 | 146.8 | 146.5 | 146.2 | 145.8 | 145.5 | 145.1 | 144.8 | 144.5 | 144.2 | 143.8 | 143.5 | 143.2 | 142.8 | 142.5 | 142.1 | 141.8 | 141.4 | 141 | 140.7 | 140.3 | 140 | 139.6 | 139.2 | 138.9 | 138.6 | 138.2 | 137.9 | 137.5 | 137.2 | 136.8 | 136.5 | 136.1 | 135.8 | 135.4 | 135.1 | 134.7 | 134.4 | 134 | 133.7 | 133.3 | 133 | 132.6 | 132.2 | 131.9 | 131.5 | 131.2 | 130.7 | 130.3 | 130 | 129.6 | 129.2 | 128.9 | 128.5 | 128.1 | 127.8 | 127.4 | 127 | 126.6 | 126.2 | 125.9 | 125.5 | 125.1 | 124.7 | 124.3 | 124 | 123.6 | 123.2 | 122.8 | 122.4 | 122 | 121.7 | 121.3 | 120.9 | 120.5 | 120.1 | 119.7 | 119.3 | 118.9 | 118.5 | 118.1 | 117.7 | 117.3 | 116.9 | 116.6 | 116.2 | 115.8 | 115.4 | 115 | 114.6 | 114.2 | 113.8 | 113.3 | 112.9 | 112.5 | 112.1 | 111.7 | 111.3
0.90422 | 128 | 148.7 | 148.4 | 148 | 147.7 | 147.4 | 147.1 | 146.7 | 146.4 | 146 | 145.7 | 145.4 | 145.1 | 144.7 | 144.4 | 144.1 | 143.8 | 143.4 | 143.1 | 142.7 | 142.4 | 142 | 141.7 | 141.3 | 141 | 140.6 | 140.2 | 139.9 | 139.5 | 139.2 | 138.8 | 138.5 | 138.1 | 137.8 | 137.4 | 137.1 | 136.8 | 136.4 | 136.1 | 135.7 | 135.4 | 135 | 134.7 | 134.3 | 134 | 133.6 | 133.2 | 132.9 | 132.5 | 132.2 | 131.7 | 131.3 | 131 | 130.6 | 130.2 | 129.8 | 129.5 | 129.1 | 128.8 | 128.4 | 128 | 127.6 | 127.2 | 126.9 | 126.5 | 126.1 | 125.7 | 125.3 | 125 | 124.6 | 124.2 | 123.8 | 123.4 | 123.1 | 122.7 | 122.3 | 121.9 | 121.5 | 121.1 | 120.7 | 120.3 | 120 | 119.6 | 119.2 | 118.8 | 118.4 | 118 | 117.6 | 117.2 | 116.8 | 116.4 | 116 | 115.6 | 115.2 | 114.8 | 114.4 | 114 | 113.6 | 113.2 | 112.8 | 112.4
0.90306 | 129 | 149.6 | 149.3 | 148.9 | 148.6 | 148.3 | 148 | 147.7 | 147.3 | 147 | 146.7 | 146.4 | 146.1 | 145.7 | 145.4 | 145.1 | 144.7 | 144.4 | 144 | 143.7 | 143.3 | 142.9 | 142.6 | 142.2 | 141.9 | 141.5 | 141.2 | 140.8 | 140.5 | 140.1 | 139.8 | 139.5 | 139.1 | 138.8 | 138.4 | 138.1 | 137.7 | 137.4 | 137 | 136.7 | 136.3 | 135.9 | 135.6 | 135.2 | 134.9 | 134.5 | 134.1 | 133.8 | 133.4 | 133.1 | 132.7 | 132.3 | 132 | 131.6 | 131.2 | 130.8 | 130.5 | 130.1 | 129.7 | 129.4 | 129 | 128.6 | 128.2 | 127.9 | 127.5 | 127.1 | 126.7 | 126.4 | 126 | 125.6 | 125.2 | 124.8 | 124.5 | 124.1 | 123.7 | 123.3 | 122.9 | 122.5 | 122.1 | 121.8 | 121.4 | 121 | 120.6 | 120.2 | 119.8 | 119.4 | 119 | 118.6 | 118.2 | 117.8 | 117.4 | 117 | 116.6 | 116.2 | 115.8 | 115.4 | 115 | 114.6 | 114.2 | 113.8 | 113.4
0.9019 | 130 | 150.6 | 150.3 | 149.9 | 149.6 | 149.3 | 149 | 148.6 | 148.3 | 147.9 | 147.6 | 147.3 | 147 | 146.6 | 146.3 | 146 | 145.6 | 145.3 | 144.9 | 144.6 | 144.2 | 143.9 | 143.5 | 143.2 | 142.8 | 142.5 | 142.1 | 141.8 | 141.4 | 141.1 | 140.7 | 140.4 | 140 | 139.7 | 139.3 | 139 | 138.7 | 138.3 | 138 | 137.6 | 137.3 | 136.9 | 136.6 | 136.2 | 135.9 | 135.5 | 135.1 | 134.8 | 134.4 | 134.1 | 133.7 | 133.3 | 132.9 | 132.6 | 132.2 | 131.8 | 131.5 | 131.1 | 130.7 | 130.4 | 130 | 129.6 | 129.2 | 128.9 | 128.5 | 128.1 | 127.7 | 127.4 | 127 | 126.6 | 126.2 | 125.9 | 125.5 | 125.1 | 124.7 | 124.3 | 123.9 | 123.6 | 123.2 | 122.8 | 122.4 | 122 | 121.6 | 121.2 | 120.8 | 120.4 | 120 | 119.6 | 119.3 | 118.9 | 118.5 | 118.1 | 117.7 | 117.3 | 116.9 | 116.5 | 116.1 | 115.7 | 115.3 | 114.9 | 114.5
0.90073 | 131 | 151.5 | 151.2 | 150.8 | 150.5 | 150.2 | 149.9 | 149.5 | 149.2 | 148.8 | 148.5 | 148.2 | 147.9 | 147.5 | 147.2 | 146.9 | 146.6 | 146.2 | 145.9 | 145.5 | 145.2 | 144.9 | 144.5 | 144.2 | 143.8 | 143.5 | 143.1 | 142.8 | 142.4 | 142.1 | 141.7 | 141.4 | 141 | 140.7 | 140.3 | 140 | 139.6 | 139.3 | 138.9 | 138.6 | 138.2 | 137.9 | 137.5 | 137.2 | 136.8 | 136.5 | 136.1 | 135.8 | 135.4 | 135.1 | 134.7 | 134.3 | 133.9 | 133.6 | 133.2 | 132.8 | 132.5 | 132.1 | 131.7 | 131.4 | 131 | 130.6 | 130.2 | 129.9 | 129.5 | 129.1 | 128.8 | 128.4 | 128 | 127.6 | 127.2 | 126.9 | 126.5 | 126.1 | 125.7 | 125.3 | 125 | 124.6 | 124.2 | 123.8 | 123.4 | 123 | 122.6 | 122.3 | 121.9 | 121.5 | 121.1 | 120.7 | 120.3 | 119.9 | 119.5 | 119.1 | 118.7 | 118.3 | 117.9 | 117.5 | 117.1 | 116.7 | 116.3 | 115.9 | 115.5
0.89955 | 132 | 152.4 | 152.1 | 151.7 | 151.4 | 151.1 | 150.8 | 150.4 | 150.1 | 149.7 | 149.4 | 149.1 | 148.8 | 148.5 | 148.2 | 147.9 | 147.5 | 147.2 | 146.8 | 146.5 | 146.1 | 145.8 | 145.4 | 145.1 | 144.7 | 144.4 | 144.1 | 143.7 | 143.3 | 143 | 142.6 | 142.3 | 141.9 | 141.6 | 141.2 | 140.9 | 140.6 | 140.2 | 139.9 | 139.5 | 139.2 | 138.8 | 138.5 | 138.2 | 137.8 | 137.5 | 137.1 | 136.8 | 136.4 | 136.1 | 135.7 | 135.3 | 134.9 | 134.6 | 134.2 | 133.8 | 133.5 | 133.1 | 132.7 | 132.4 | 132 | 131.6 | 131.2 | 130.9 | 130.5 | 130.1 | 129.8 | 129.4 | 129 | 128.6 | 128.3 | 127.9 | 127.5 | 127.1 | 126.7 | 126.4 | 126 | 125.6 | 125.2 | 124.8 | 124.4 | 124.1 | 123.7 | 123.3 | 122.9 | 122.5 | 122.1 | 121.7 | 121.3 | 120.9 | 120.5 | 120.1 | 119.8 | 119.4 | 119 | 118.6 | 118.2 | 117.8 | 117.4 | 117 | 116.6
0.89836 | 133 | 153.3 | 153 | 152.6 | 152.3 | 152 | 151.7 | 151.4 | 151 | 150.7 | 150.4 | 150.1 | 149.8 | 149.4 | 149.1 | 148.8 | 148.5 | 148.1 | 147.8 | 147.4 | 147.1 | 146.8 | 146.4 | 146.1 | 145.7 | 145.4 | 145.1 | 144.7 | 144.3 | 144 | 143.6 | 143.3 | 142.9 | 142.6 | 142.2 | 141.9 | 141.6 | 141.2 | 140.9 | 140.5 | 140.2 | 139.8 | 139.5 | 139.1 | 138.8 | 138.4 | 138.1 | 137.7 | 137.4 | 137 | 136.7 | 136.3 | 135.9 | 135.6 | 135.2 | 134.8 | 134.5 | 134.1 | 133.7 | 133.4 | 133 | 132.6 | 132.3 | 131.9 | 131.5 | 131.1 | 130.8 | 130.4 | 130 | 129.7 | 129.3 | 128.9 | 128.5 | 128.1 | 127.8 | 127.4 | 127 | 126.6 | 126.2 | 125.9 | 125.5 | 125.1 | 124.7 | 124.3 | 123.9 | 123.5 | 123.1 | 122.8 | 122.4 | 122 | 121.6 | 121.2 | 120.8 | 120.4 | 120 | 119.6 | 119.2 | 118.8 | 118.4 | 118 | 117.6
0.89717 | 134 | 154.2 | 153.9 | 153.6 | 153.3 | 153 | 152.7 | 152.3 | 152 | 151.6 | 151.3 | 151 | 150.7 | 150.3 | 150 | 149.7 | 149.4 | 149 | 148.7 | 148.3 | 148 | 147.7 | 147.3 | 147 | 146.6 | 146.3 | 146 | 145.6 | 145.3 | 144.9 | 144.6 | 144.2 | 143.9 | 143.5 | 143.2 | 142.8 | 142.5 | 142.1 | 141.8 | 141.4 | 141.1 | 140.8 | 140.4 | 140.1 | 139.7 | 139.4 | 139 | 138.7 | 138.3 | 138 | 137.6 | 137.3 | 136.9 | 136.5 | 136.2 | 135.8 | 135.5 | 135.1 | 134.7 | 134.4 | 134 | 133.6 | 133.3 | 132.9 | 132.5 | 132.1 | 131.8 | 131.4 | 131 | 130.7 | 130.3 | 129.9 | 129.5 | 129.2 | 128.8 | 128.4 | 128 | 127.6 | 127.3 | 126.9 | 126.5 | 126.1 | 125.7 | 125.3 | 125 | 124.6 | 124.2 | 123.8 | 123.4 | 123 | 122.6 | 122.2 | 121.8 | 121.4 | 121 | 120.6 | 120.2 | 119.8 | 119.4 | 119.1 | 118.7
0.89597 | 135 | 155.2 | 154.9 | 154.5 | 154.2 | 153.9 | 153.6 | 153.2 | 152.9 | 152.5 | 152.2 | 151.9 | 151.6 | 151.3 | 151 | 150.7 | 150.4 | 150 | 149.7 | 149.3 | 149 | 148.7 | 148.3 | 148 | 147.6 | 147.3 | 146.9 | 146.6 | 146.2 | 145.9 | 145.5 | 145.2 | 144.8 | 144.5 | 144.1 | 143.8 | 143.5 | 143.1 | 142.8 | 142.4 | 142.1 | 141.8 | 141.4 | 141.1 | 140.7 | 140.4 | 140 | 139.7 | 139.3 | 139 | 138.6 | 138.3 | 137.9 | 137.5 | 137.2 | 136.8 | 136.5 | 136.1 | 135.7 | 135.4 | 135 | 134.6 | 134.3 | 133.9 | 133.5 | 133.2 | 132.8 | 132.4 | 132 | 131.7 | 131.3 | 130.9 | 130.6 | 130.2 | 129.8 | 129.4 | 129 | 128.7 | 128.3 | 127.9 | 127.5 | 127.1 | 126.7 | 126.4 | 126 | 125.6 | 125.2 | 124.8 | 124.4 | 124 | 123.6 | 123.3 | 122.9 | 122.5 | 122.1 | 121.7 | 121.3 | 120.9 | 120.5 | 120.1 | 119.7
0.89476 | 136 | 156.1 | 155.8 | 155.4 | 155.1 | 154.8 | 154.5 | 154.1 | 153.8 | 153.4 | 153.1 | 152.8 | 152.5 | 152.2 | 151.9 | 151.6 | 151.3 | 150.9 | 150.6 | 150.2 | 149.9 | 149.6 | 149.2 | 148.9 | 148.5 | 148.2 | 147.9 | 147.5 | 147.2 | 146.8 | 146.5 | 146.2 | 145.8 | 145.5 | 145.1 | 144.8 | 144.5 | 144.1 | 143.8 | 143.4 | 143.1 | 142.7 | 142.4 | 142 | 141.7 | 141.3 | 141 | 140.6 | 140.3 | 139.9 | 139.6 | 139.2 | 138.9 | 138.5 | 138.2 | 137.8 | 137.5 | 137.1 | 136.7 | 136.4 | 136 | 135.6 | 135.3 | 134.9 | 134.5 | 134.2 | 133.8 | 133.4 | 133.1 | 132.7 | 132.3 | 131.9 | 131.6 | 131.2 | 130.8 | 130.4 | 130.1 | 129.7 | 129.3 | 128.9 | 128.5 | 128.2 | 127.8 | 127.4 | 127 | 126.6 | 126.2 | 125.8 | 125.5 | 125.1 | 124.7 | 124.3 | 123.9 | 123.5 | 123.1 | 122.7 | 122.3 | 121.9 | 121.5 | 121.1 | 120.7
0.89355 | 137 | 157.1 | 156.8 | 156.4 | 156.1 | 155.8 | 155.5 | 155.1 | 154.8 | 154.4 | 154.1 | 153.8 | 153.5 | 153.2 | 152.9 | 152.6 | 152.3 | 151.9 | 151.6 | 151.2 | 150.9 | 150.6 | 150.2 | 149.9 | 149.5 | 149.2 | 148.8 | 148.5 | 148.1 | 147.8 | 147.4 | 147.1 | 146.8 | 146.4 | 146.1 | 145.8 | 145.4 | 145.1 | 144.7 | 144.4 | 144 | 143.7 | 143.3 | 143 | 142.6 | 142.3 | 141.9 | 141.6 | 141.2 | 140.9 | 140.6 | 140.2 | 139.9 | 139.5 | 139.2 | 138.8 | 138.5 | 138.1 | 137.7 | 137.4 | 137 | 136.6 | 136.3 | 135.9 | 135.5 | 135.2 | 134.8 | 134.4 | 134.1 | 133.7 | 133.3 | 133 | 132.6 | 132.2 | 131.8 | 131.5 | 131.1 | 130.7 | 130.3 | 129.9 | 129.6 | 129.2 | 128.8 | 128.4 | 128 | 127.6 | 127.3 | 126.9 | 126.5 | 126.1 | 125.7 | 125.3 | 124.9 | 124.5 | 124.1 | 123.8 | 123.4 | 123 | 122.6 | 122.2 | 121.8
0.89232 | 138 | 158 | 157.7 | 157.3 | 157 | 156.7 | 156.4 | 156 | 155.7 | 155.3 | 155 | 154.7 | 154.4 | 154.1 | 153.8 | 153.5 | 153.2 | 152.8 | 152.5 | 152.1 | 151.8 | 151.5 | 151.1 | 150.8 | 150.4 | 150.1 | 149.8 | 149.4 | 149.1 | 148.7 | 148.4 | 148.1 | 147.7 | 147.4 | 147 | 146.7 | 146.4 | 146 | 145.7 | 145.3 | 145 | 144.7 | 144.3 | 144 | 143.6 | 143.3 | 142.9 | 142.6 | 142.2 | 141.9 | 141.6 | 141.2 | 140.9 | 140.5 | 140.2 | 139.8 | 139.4 | 139.1 | 138.7 | 138.4 | 138 | 137.6 | 137.3 | 136.9 | 136.5 | 136.2 | 135.8 | 135.4 | 135.1 | 134.7 | 134.3 | 134 | 133.6 | 133.2 | 132.8 | 132.5 | 132.1 | 131.7 | 131.4 | 131 | 130.6 | 130.2 | 129.8 | 129.4 | 129.1 | 128.7 | 128.3 | 127.9 | 127.5 | 127.1 | 126.8 | 126.4 | 126 | 125.6 | 125.2 | 124.8 | 124.4 | 124 | 123.6 | 123.2 | 122.8
0.89109 | 139 | 158.9 | 158.6 | 158.2 | 157.9 | 157.6 | 157.3 | 156.9 | 156.6 | 156.2 | 155.9 | 155.6 | 155.3 | 155 | 154.7 | 154.4 | 154.1 | 153.7 | 153.4 | 153 | 152.7 | 152.4 | 152.1 | 151.7 | 151.4 | 151.1 | 150.7 | 150.4 | 150 | 149.7 | 149.3 | 149 | 148.7 | 148.3 | 148 | 147.7 | 147.4 | 147 | 146.7 | 146.3 | 146 | 145.7 | 145.3 | 145 | 144.6 | 144.3 | 143.9 | 143.6 | 143.2 | 142.9 | 142.6 | 142.2 | 141.9 | 141.5 | 141.2 | 140.8 | 140.4 | 140.1 | 139.7 | 139.4 | 139 | 138.6 | 138.3 | 137.9 | 137.6 | 137.2 | 136.8 | 136.4 | 136.1 | 135.7 | 135.4 | 135 | 134.6 | 134.2 | 133.9 | 133.5 | 133.1 | 132.8 | 132.4 | 132 | 131.6 | 131.2 | 130.9 | 130.5 | 130.1 | 129.7 | 129.3 | 129 | 128.6 | 128.2 | 127.8 | 127.4 | 127 | 126.6 | 126.2 | 125.8 | 125.4 | 125 | 124.7 | 124.3 | 123.9
0.88986 | 140 | 159.8 | 159.5 | 159.1 | 158.8 | 158.5 | 158.2 | 157.9 | 157.5 | 157.2 | 156.9 | 156.6 | 156.3 | 156 | 155.7 | 155.4 | 155.1 | 154.7 | 154.4 | 154 | 153.7 | 153.4 | 153 | 152.7 | 152.3 | 152 | 151.7 | 151.3 | 151 | 150.6 | 150.3 | 150 | 149.7 | 149.3 | 149 | 148.7 | 148.4 | 148 | 147.7 | 147.3 | 147 | 146.7 | 146.3 | 146 | 145.6 | 145.3 | 144.9 | 144.6 | 144.2 | 143.9 | 143.6 | 143.2 | 142.8 | 142.5 | 142.2 | 141.8 | 141.4 | 141.1 | 140.7 | 140.4 | 140 | 139.6 | 139.3 | 138.9 | 138.6 | 138.2 | 137.8 | 137.5 | 137.1 | 136.7 | 136.4 | 136 | 135.6 | 135.3 | 134.9 | 134.5 | 134.1 | 133.8 | 133.4 | 133 | 132.6 | 132.3 | 131.9 | 131.5 | 131.1 | 130.7 | 130.4 | 130 | 129.6 | 129.2 | 128.8 | 128.4 | 128 | 127.7 | 127.3 | 126.9 | 126.5 | 126.1 | 125.7 | 125.3 | 124.9
0.88862 | 141 | 160.8 | 160.5 | 160.1 | 159.8 | 159.5 | 159.2 | 158.8 | 158.5 | 158.1 | 157.8 | 157.5 | 157.2 | 156.9 | 156.6 | 156.3 | 156 | 155.6 | 155.3 | 154.9 | 154.6 | 154.3 | 154 | 153.6 | 153.3 | 153 | 152.7 | 152.3 | 152 | 151.6 | 151.3 | 151 | 150.6 | 150.3 | 149.9 | 149.6 | 149.3 | 149 | 148.6 | 148.3 | 148 | 147.7 | 147.3 | 147 | 146.6 | 146.3 | 145.9 | 145.6 | 145.2 | 144.9 | 144.5 | 144.2 | 143.8 | 143.5 | 143.1 | 142.8 | 142.4 | 142.1 | 141.7 | 141.4 | 141 | 140.6 | 140.3 | 139.9 | 139.6 | 139.2 | 138.8 | 138.5 | 138.1 | 137.7 | 137.4 | 137 | 136.7 | 136.3 | 135.9 | 135.5 | 135.2 | 134.8 | 134.4 | 134 | 133.7 | 133.3 | 132.9 | 132.5 | 132.2 | 131.8 | 131.4 | 131 | 130.6 | 130.2 | 129.9 | 129.5 | 129.1 | 128.7 | 128.3 | 127.9 | 127.5 | 127.1 | 126.8 | 126.4 | 126
0.88738 | 142 | 161.7 | 161.4 | 161 | 160.7 | 160.4 | 160.1 | 159.7 | 159.4 | 159 | 158.7 | 158.4 | 158.1 | 157.8 | 157.5 | 157.2 | 156.9 | 156.6 | 156.2 | 155.9 | 155.6 | 155.3 | 155 | 154.6 | 154.3 | 154 | 153.7 | 153.3 | 153 | 152.6 | 152.3 | 152 | 151.6 | 151.3 | 150.9 | 150.6 | 150.3 | 149.9 | 149.6 | 149.2 | 148.9 | 148.6 | 148.3 | 147.9 | 147.6 | 147.3 | 146.9 | 146.6 | 146.2 | 145.9 | 145.5 | 145.2 | 144.8 | 144.5 | 144.1 | 143.8 | 143.4 | 143.1 | 142.7 | 142.4 | 142 | 141.6 | 141.3 | 140.9 | 140.6 | 140.2 | 139.8 | 139.5 | 139.1 | 138.8 | 138.4 | 138 | 137.7 | 137.3 | 136.9 | 136.6 | 136.2 | 135.8 | 135.4 | 135.1 | 134.7 | 134.3 | 133.9 | 133.6 | 133.2 | 132.8 | 132.4 | 132.1 | 131.7 | 131.3 | 130.9 | 130.5 | 130.1 | 129.7 | 129.4 | 129 | 128.6 | 128.2 | 127.8 | 127.4 | 127
0.88612 | 143 | 162.6 | 162.3 | 161.9 | 161.6 | 161.3 | 161 | 160.7 | 160.3 | 160 | 159.7 | 159.4 | 159.1 | 158.8 | 158.5 | 158.2 | 157.9 | 157.5 | 157.2 | 156.8 | 156.5 | 156.2 | 155.9 | 155.5 | 155.2 | 154.9 | 154.6 | 154.2 | 153.9 | 153.5 | 153.2 | 152.9 | 152.5 | 152.2 | 151.8 | 151.5 | 151.2 | 150.9 | 150.5 | 150.2 | 149.9 | 149.6 | 149.2 | 148.9 | 148.5 | 148.2 | 147.9 | 147.5 | 147.2 | 146.8 | 146.5 | 146.2 | 145.8 | 145.5 | 145.1 | 144.8 | 144.4 | 144.1 | 143.7 | 143.4 | 143 | 142.6 | 142.3 | 141.9 | 141.6 | 141.2 | 140.8 | 140.5 | 140.1 | 139.8 | 139.4 | 139 | 138.7 | 138.3 | 137.9 | 137.6 | 137.2 | 136.8 | 136.5 | 136.1 | 135.7 | 135.4 | 135 | 134.6 | 134.2 | 133.8 | 133.5 | 133.1 | 132.7 | 132.3 | 131.9 | 131.6 | 131.2 | 130.8 | 130.4 | 130 | 129.6 | 129.2 | 128.9 | 128.5 | 128.1
0.88485 | 144 | 163.6 | 163.2 | 162.9 | 162.5 | 162.2 | 161.9 | 161.6 | 161.2 | 160.9 | 160.6 | 160.3 | 160 | 159.8 | 159.5 | 159.2 | 158.9 | 158.5 | 158.2 | 157.8 | 157.5 | 157.2 | 156.9 | 156.5 | 156.2 | 155.9 | 155.6 | 155.2 | 154.9 | 154.5 | 154.2 | 153.9 | 153.5 | 153.2 | 152.8 | 152.5 | 152.2 | 151.9 | 151.5 | 151.2 | 150.9 | 150.6 | 150.2 | 149.9 | 149.5 | 149.2 | 148.9 | 148.5 | 148.2 | 147.8 | 147.5 | 147.1 | 146.8 | 146.5 | 146.1 | 145.8 | 145.4 | 145.1 | 144.7 | 144.4 | 144 | 143.6 | 143.3 | 142.9 | 142.6 | 142.2 | 141.9 | 141.5 | 141.1 | 140.8 | 140.4 | 140.1 | 139.7 | 139.3 | 139 | 138.6 | 138.2 | 137.9 | 137.5 | 137.1 | 136.8 | 136.4 | 136 | 135.6 | 135.3 | 134.9 | 134.5 | 134.1 | 133.8 | 133.4 | 133 | 132.6 | 132.2 | 131.8 | 131.5 | 131.1 | 130.7 | 130.3 | 129.9 | 129.5 | 129.1
0.88358 | 145 | 164.5 | 164.2 | 163.8 | 163.5 | 163.2 | 162.9 | 162.6 | 162.2 | 161.9 | 161.6 | 161.3 | 161 | 160.7 | 160.4 | 160.1 | 159.8 | 159.4 | 159.1 | 158.7 | 158.4 | 158.1 | 157.8 | 157.5 | 157.2 | 156.9 | 156.6 | 156.2 | 155.8 | 155.5 | 155.1 | 154.8 | 154.5 | 154.1 | 153.8 | 153.5 | 153.2 | 152.9 | 152.5 | 152.2 | 151.9 | 151.6 | 151.2 | 150.9 | 150.5 | 150.2 | 149.9 | 149.5 | 149.2 | 148.8 | 148.5 | 148.1 | 147.8 | 147.4 | 147.1 | 146.8 | 146.4 | 146.1 | 145.7 | 145.3 | 145 | 144.6 | 144.3 | 143.9 | 143.6 | 143.2 | 142.9 | 142.5 | 142.2 | 141.8 | 141.4 | 141.1 | 140.7 | 140.4 | 140 | 139.6 | 139.3 | 138.9 | 138.5 | 138.2 | 137.8 | 137.4 | 137 | 136.7 | 136.3 | 135.9 | 135.5 | 135.2 | 134.8 | 134.4 | 134 | 133.7 | 133.3 | 132.9 | 132.5 | 132.1 | 131.7 | 131.4 | 131 | 130.6 | 130.2
0.8823 | 146 | 165.3 | 165 | 164.7 | 164.4 | 164.1 | 163.8 | 163.5 | 163.1 | 162.8 | 162.5 | 162.2 | 161.9 | 161.6 | 161.3 | 161 | 160.7 | 160.4 | 160 | 159.7 | 159.4 | 159.1 | 158.8 | 158.4 | 158.1 | 157.8 | 157.5 | 157.1 | 156.8 | 156.4 | 156.1 | 155.8 | 155.5 | 155.1 | 154.8 | 154.5 | 154.2 | 153.8 | 153.5 | 153.1 | 152.8 | 152.5 | 152.1 | 151.8 | 151.4 | 151.1 | 150.8 | 150.5 | 150.1 | 149.8 | 149.5 | 149.1 | 148.8 | 148.4 | 148.1 | 147.8 | 147.4 | 147.1 | 146.7 | 146.3 | 146 | 145.7 | 145.3 | 144.9 | 144.6 | 144.2 | 143.9 | 143.5 | 143.2 | 142.8 | 142.4 | 142.1 | 141.7 | 141.4 | 141 | 140.6 | 140.3 | 139.9 | 139.5 | 139.2 | 138.8 | 138.4 | 138.1 | 137.7 | 137.3 | 136.9 | 136.6 | 136.2 | 135.8 | 135.5 | 135.1 | 134.7 | 134.3 | 133.9 | 133.6 | 133.2 | 132.8 | 132.4 | 132 | 131.6 | 131.3
0.88102 | 147 | 166.2 | 165.9 | 165.6 | 165.3 | 165 | 164.7 | 164.4 | 164 | 163.7 | 163.4 | 163.1 | 162.8 | 162.6 | 162.3 | 162 | 161.7 | 161.3 | 161 | 160.6 | 160.3 | 160 | 159.7 | 159.4 | 159.1 | 158.8 | 158.5 | 158.1 | 157.8 | 157.4 | 157.1 | 156.8 | 156.4 | 156.1 | 155.7 | 155.4 | 155.1 | 154.8 | 154.4 | 154.1 | 153.8 | 153.5 | 153.1 | 152.8 | 152.4 | 152.1 | 151.8 | 151.4 | 151.1 | 150.7 | 150.5 | 150.1 | 149.8 | 149.4 | 149.1 | 148.8 | 148.4 | 148.1 | 147.7 | 147.3 | 147 | 146.7 | 146.3 | 145.9 | 145.6 | 145.2 | 144.9 | 144.5 | 144.2 | 143.8 | 143.5 | 143.1 | 142.7 | 142.4 | 142 | 141.7 | 141.3 | 140.9 | 140.6 | 140.2 | 139.8 | 139.5 | 139.1 | 138.7 | 138.4 | 138 | 137.6 | 137.2 | 136.9 | 136.5 | 136.1 | 135.7 | 135.4 | 135 | 134.6 | 134.2 | 133.8 | 133.5 | 133.1 | 132.7 | 132.3
0.87973 | 148 | 167.1 | 166.8 | 166.5 | 166.2 | 165.9 | 165.6 | 165.3 | 164.9 | 164.6 | 164.3 | 164 | 163.7 | 163.5 | 163.2 | 162.9 | 162.6 | 162.3 | 161.9 | 161.6 | 161.3 | 161 | 160.7 | 160.3 | 160 | 159.7 | 159.4 | 159 | 158.7 | 158.3 | 158 | 157.7 | 157.4 | 157 | 156.7 | 156.4 | 156.1 | 155.8 | 155.4 | 155.1 | 154.8 | 154.5 | 154.1 | 153.8 | 153.4 | 153.1 | 152.8 | 152.4 | 152.1 | 151.7 | 151.4 | 151.1 | 150.7 | 150.4 | 150.1 | 149.8 | 149.4 | 149.1 | 148.7 | 148.3 | 148 | 147.7 | 147.3 | 147 | 146.6 | 146.3 | 145.9 | 145.5 | 145.2 | 144.8 | 144.5 | 144.1 | 143.8 | 143.4 | 143 | 142.7 | 142.3 | 142 | 141.6 | 141.2 | 140.9 | 140.5 | 140.1 | 139.8 | 139.4 | 139 | 138.6 | 138.3 | 137.9 | 137.5 | 137.2 | 136.8 | 136.4 | 136 | 135.7 | 135.3 | 134.9 | 134.5 | 134.1 | 133.7 | 133.4
0.87844 | 149 | 168 | 167.7 | 167.4 | 167.1 | 166.8 | 166.5 | 166.2 | 165.9 | 165.6 | 165.3 | 165 | 164.7 | 164.5 | 164.2 | 163.9 | 163.6 | 163.2 | 162.9 | 162.5 | 162.2 | 161.9 | 161.6 | 161.3 | 161 | 160.7 | 160.4 | 160 | 159.7 | 159.3 | 159 | 158.7 | 158.4 | 158 | 157.7 | 157.4 | 157.1 | 156.7 | 156.4 | 156 | 155.7 | 155.4 | 155.1 | 154.7 | 154.4 | 154.1 | 153.8 | 153.4 | 153.1 | 152.7 | 152.4 | 152.1 | 151.7 | 151.4 | 151.1 | 150.7 | 150.4 | 150.1 | 149.7 | 149.3 | 149 | 148.7 | 148.3 | 148 | 147.6 | 147.3 | 146.9 | 146.5 | 146.2 | 145.8 | 145.5 | 145.1 | 144.8 | 144.4 | 144.1 | 143.7 | 143.4 | 143 | 142.6 | 142.3 | 141.9 | 141.5 | 141.2 | 140.8 | 140.4 | 140.1 | 139.7 | 139.3 | 139 | 138.6 | 138.2 | 137.8 | 137.5 | 137.1 | 136.7 | 136.3 | 135.9 | 135.6 | 135.2 | 134.8 | 134.4
0.87714 | 150 | 168.9 | 168.6 | 168.3 | 168 | 167.7 | 167.4 | 167.1 | 166.8 | 166.5 | 166.2 | 165.9 | 165.6 | 165.4 | 165.1 | 164.8 | 164.5 | 164.2 | 163.8 | 163.5 | 163.2 | 162.8 | 162.5 | 162.2 | 161.9 | 161.6 | 161.3 | 160.9 | 160.6 | 160.2 | 159.9 | 159.6 | 159.3 | 158.9 | 158.6 | 158.3 | 158 | 157.7 | 157.3 | 157 | 156.7 | 156.4 | 156.1 | 155.7 | 155.4 | 155.1 | 154.8 | 154.4 | 154.1 | 153.7 | 153.4 | 153.1 | 152.7 | 152.4 | 152.1 | 151.7 | 151.4 | 151.1 | 150.7 | 150.3 | 150 | 149.7 | 149.3 | 149 | 148.6 | 148.3 | 147.9 | 147.6 | 147.2 | 146.9 | 146.5 | 146.1 | 145.8 | 145.4 | 145.1 | 144.7 | 144.4 | 144 | 143.6 | 143.3 | 142.9 | 142.6 | 142.2 | 141.8 | 141.5 | 141.1 | 140.7 | 140.4 | 140 | 139.6 | 139.3 | 138.9 | 138.5 | 138.1 | 137.8 | 137.4 | 137 | 136.6 | 136.2 | 135.9 | 135.5
0.87583 | 151 | 169.8 | 169.5 | 169.2 | 168.9 | 168.6 | 168.3 | 168 | 167.7 | 167.4 | 167.1 | 166.8 | 166.5 | 166.3 | 166 | 165.7 | 165.4 | 165.1 | 164.7 | 164.4 | 164.1 | 163.8 | 163.5 | 163.1 | 162.8 | 162.5 | 162.2 | 161.9 | 161.5 | 161.2 | 160.9 | 160.6 | 160.3 | 159.9 | 159.6 | 159.3 | 159 | 158.7 | 158.3 | 158 | 157.7 | 157.4 | 157.1 | 156.7 | 156.4 | 156.1 | 155.8 | 155.4 | 155.1 | 154.7 | 154.4 | 154.1 | 153.7 | 153.4 | 153.1 | 152.7 | 152.4 | 152 | 151.7 | 151.3 | 151 | 150.7 | 150.3 | 150 | 149.6 | 149.3 | 148.9 | 148.6 | 148.2 | 147.9 | 147.5 | 147.2 | 146.8 | 146.5 | 146.1 | 145.7 | 145.4 | 145 | 144.7 | 144.3 | 143.9 | 143.6 | 143.2 | 142.9 | 142.5 | 142.1 | 141.8 | 141.4 | 141 | 140.7 | 140.3 | 139.9 | 139.6 | 139.2 | 138.8 | 138.4 | 138 | 137.7 | 137.3 | 136.9 | 136.5
0.8745 | 152 | 170.7 | 170.4 | 170.1 | 169.8 | 169.5 | 169.2 | 168.9 | 168.6 | 168.3 | 168 | 167.7 | 167.4 | 167.2 | 166.9 | 166.6 | 166.3 | 166 | 165.7 | 165.4 | 165.1 | 164.8 | 164.5 | 164.1 | 163.8 | 163.5 | 163.2 | 162.9 | 162.5 | 162.2 | 161.9 | 161.6 | 161.3 | 160.9 | 160.6 | 160.3 | 160 | 159.7 | 159.3 | 159 | 158.7 | 158.4 | 158 | 157.7 | 157.3 | 157 | 156.7 | 156.4 | 156 | 155.7 | 155.4 | 155.1 | 154.7 | 154.4 | 154.1 | 153.7 | 153.4 | 153 | 152.7 | 152.3 | 152 | 151.7 | 151.3 | 151 | 150.6 | 150.3 | 149.9 | 149.6 | 149.2 | 148.9 | 148.5 | 148.2 | 147.8 | 147.5 | 147.1 | 146.8 | 146.4 | 146.1 | 145.7 | 145.3 | 145 | 144.6 | 144.3 | 143.9 | 143.5 | 143.2 | 142.8 | 142.4 | 142.1 | 141.7 | 141.4 | 141 | 140.6 | 140.2 | 139.9 | 139.5 | 139.1 | 138.7 | 138.3 | 138 | 137.6
0.87317 | 153 | 171.6 | 171.3 | 171 | 170.7 | 170.4 | 170.1 | 169.8 | 169.5 | 169.2 | 168.9 | 168.6 | 168.4 | 168.1 | 167.9 | 167.6 | 167.3 | 167 | 166.6 | 166.3 | 166 | 165.7 | 165.4 | 165 | 164.7 | 164.4 | 164.1 | 163.8 | 163.4 | 163.1 | 162.8 | 162.5 | 162.2 | 161.8 | 161.5 | 161.2 | 160.9 | 160.6 | 160.2 | 159.9 | 159.6 | 159.3 | 159 | 158.6 | 158.3 | 158 | 157.7 | 157.4 | 157 | 156.7 | 156.4 | 156 | 155.7 | 155.4 | 155 | 154.7 | 154.4 | 154 | 153.7 | 153.3 | 153 | 152.7 | 152.3 | 152 | 151.6 | 151.3 | 150.9 | 150.6 | 150.2 | 149.9 | 149.5 | 149.2 | 148.8 | 148.5 | 148.1 | 147.8 | 147.4 | 147.1 | 146.7 | 146.4 | 146 | 145.7 | 145.3 | 144.9 | 144.6 | 144.2 | 143.8 | 143.5 | 143.1 | 142.8 | 142.4 | 142 | 141.7 | 141.3 | 140.9 | 140.5 | 140.2 | 139.8 | 139.4 | 139 | 138.7
0.87184 | 154 | 172.5 | 172.2 | 171.9 | 171.6 | 171.3 | 171 | 170.7 | 170.4 | 170.1 | 169.8 | 169.5 | 169.3 | 169 | 168.8 | 168.5 | 168.2 | 167.9 | 167.5 | 167.2 | 166.9 | 166.6 | 166.3 | 166 | 165.7 | 165.4 | 165.1 | 164.8 | 164.4 | 164.1 | 163.8 | 163.5 | 163.2 | 162.8 | 162.5 | 162.2 | 161.9 | 161.6 | 161.2 | 160.9 | 160.6 | 160.3 | 160 | 159.6 | 159.3 | 159 | 158.7 | 158.3 | 158 | 157.6 | 157.4 | 157 | 156.7 | 156.4 | 156 | 155.7 | 155.4 | 155 | 154.7 | 154.3 | 154 | 153.7 | 153.3 | 153 | 152.6 | 152.3 | 151.9 | 151.6 | 151.3 | 150.9 | 150.6 | 150.2 | 149.9 | 149.5 | 149.2 | 148.8 | 148.5 | 148.1 | 147.8 | 147.4 | 147 | 146.7 | 146.3 | 146 | 145.6 | 145.2 | 144.9 | 144.5 | 144.2 | 143.8 | 143.4 | 143.1 | 142.7 | 142.3 | 142 | 141.6 | 141.2 | 140.8 | 140.5 | 140.1 | 139.7
0.8705 | 155 | 173.3 | 173.1 | 172.8 | 172.6 | 172.3 | 172 | 171.7 | 171.3 | 171 | 170.7 | 170.4 | 170.2 | 169.9 | 169.7 | 169.4 | 169.1 | 168.8 | 168.5 | 168.2 | 167.9 | 167.6 | 167.3 | 166.9 | 166.6 | 166.3 | 166 | 165.7 | 165.4 | 165.1 | 164.8 | 164.5 | 164.2 | 163.8 | 163.5 | 163.2 | 162.9 | 162.6 | 162.2 | 161.9 | 161.6 | 161.3 | 161 | 160.6 | 160.3 | 160 | 159.7 | 159.3 | 159 | 158.6 | 158.3 | 158 | 157.7 | 157.3 | 157 | 156.7 | 156.4 | 156 | 155.7 | 155.3 | 155 | 154.7 | 154.3 | 154 | 153.6 | 153.3 | 152.9 | 152.6 | 152.3 | 151.9 | 151.6 | 151.2 | 150.9 | 150.5 | 150.2 | 149.8 | 149.5 | 149.1 | 148.8 | 148.4 | 148.1 | 147.7 | 147.4 | 147 | 146.6 | 146.3 | 145.9 | 145.6 | 145.2 | 144.9 | 144.5 | 144.1 | 143.8 | 143.4 | 143 | 142.6 | 142.3 | 141.9 | 141.5 | 141.1 | 140.8
0.86914 | 156 | 174.2 | 174 | 173.7 | 173.5 | 173.2 | 172.9 | 172.6 | 172.2 | 171.9 | 171.6 | 171.3 | 171.1 | 170.8 | 170.6 | 170.3 | 170 | 169.7 | 169.4 | 169.1 | 168.8 | 168.5 | 168.2 | 167.9 | 167.6 | 167.3 | 167 | 166.7 | 166.3 | 166 | 165.7 | 165.4 | 165.1 | 164.7 | 164.4 | 164.1 | 163.8 | 163.5 | 163.2 | 162.9 | 162.6 | 162.3 | 161.9 | 161.6 | 161.2 | 160.9 | 160.6 | 160.3 | 159.9 | 159.6 | 159.3 | 159 | 158.6 | 158.3 | 158 | 157.7 | 157.3 | 157 | 156.7 | 156.3 | 156 | 155.7 | 155.3 | 155 | 154.6 | 154.3 | 154 | 153.6 | 153.3 | 152.9 | 152.6 | 152.2 | 151.9 | 151.5 | 151.2 | 150.9 | 150.5 | 150.2 | 149.8 | 149.5 | 149.1 | 148.8 | 148.4 | 148.1 | 147.7 | 147.3 | 147 | 146.6 | 146.3 | 145.9 | 145.5 | 145.2 | 144.8 | 144.4 | 144.1 | 143.7 | 143.3 | 142.9 | 142.6 | 142.2 | 141.8
0.86778 | 157 | 175.1 | 174.9 | 174.6 | 174.4 | 174.1 | 173.8 | 173.5 | 173.2 | 172.9 | 172.6 | 172.3 | 172.1 | 171.8 | 171.6 | 171.3 | 171 | 170.7 | 170.4 | 170.1 | 169.8 | 169.5 | 169.2 | 168.8 | 168.5 | 168.2 | 167.9 | 167.6 | 167.3 | 167 | 166.7 | 166.4 | 166.1 | 165.7 | 165.4 | 165.1 | 164.8 | 164.5 | 164.1 | 163.8 | 163.5 | 163.2 | 162.9 | 162.5 | 162.2 | 161.9 | 161.6 | 161.3 | 160.9 | 160.6 | 160.3 | 160 | 159.6 | 159.3 | 159 | 158.7 | 158.3 | 158 | 157.7 | 157.3 | 157 | 156.7 | 156.3 | 156 | 155.6 | 155.3 | 155 | 154.6 | 154.3 | 154 | 153.6 | 153.3 | 152.9 | 152.6 | 152.2 | 151.9 | 151.5 | 151.2 | 150.8 | 150.5 | 150.1 | 149.8 | 149.4 | 149.1 | 148.7 | 148.4 | 148 | 147.7 | 147.3 | 146.9 | 146.6 | 146.2 | 145.9 | 145.5 | 145.1 | 144.7 | 144.4 | 144 | 143.6 | 143.3 | 142.9
0.86641 | 158 | 176 | 175.8 | 175.5 | 175.3 | 175 | 174.7 | 174.4 | 174.1 | 173.8 | 173.5 | 173.2 | 173 | 172.7 | 172.5 | 172.2 | 171.9 | 171.6 | 171.3 | 171 | 170.7 | 170.4 | 170.1 | 169.8 | 169.5 | 169.2 | 168.9 | 168.6 | 168.3 | 168 | 167.7 | 167.4 | 167.1 | 166.7 | 166.4 | 166.1 | 165.8 | 165.5 | 165.1 | 164.8 | 164.5 | 164.2 | 163.9 | 163.5 | 163.2 | 162.9 | 162.6 | 162.3 | 161.9 | 161.6 | 161.3 | 161 | 160.6 | 160.3 | 160 | 159.7 | 159.3 | 159 | 158.6 | 158.3 | 158 | 157.7 | 157.3 | 157 | 156.6 | 156.3 | 156 | 155.6 | 155.3 | 155 | 154.6 | 154.3 | 153.9 | 153.6 | 153.2 | 152.9 | 152.6 | 152.2 | 151.9 | 151.5 | 151.2 | 150.8 | 150.5 | 150.1 | 149.8 | 149.4 | 149.1 | 148.7 | 148.3 | 148 | 147.6 | 147.3 | 146.9 | 146.5 | 146.2 | 145.8 | 145.4 | 145.1 | 144.7 | 144.3 | 144
0.86503 | 159 | 176.9 | 176.7 | 176.4 | 176.2 | 175.9 | 175.6 | 175.3 | 175 | 174.7 | 174.4 | 174.1 | 173.9 | 173.6 | 173.4 | 173.1 | 172.8 | 172.5 | 172.2 | 171.9 | 171.6 | 171.3 | 171 | 170.7 | 170.4 | 170.1 | 169.8 | 169.5 | 169.2 | 168.9 | 168.6 | 168.3 | 168 | 167.6 | 167.3 | 167 | 166.7 | 166.4 | 166.1 | 165.8 | 165.5 | 165.2 | 164.9 | 164.5 | 164.2 | 163.9 | 163.6 | 163.3 | 162.9 | 162.6 | 162.3 | 162 | 161.6 | 161.3 | 161 | 160.6 | 160.3 | 160 | 159.6 | 159.3 | 159 | 158.7 | 158.3 | 158 | 157.6 | 157.3 | 157 | 156.7 | 156.3 | 156 | 155.6 | 155.3 | 154.9 | 154.6 | 154.3 | 153.9 | 153.6 | 153.2 | 152.9 | 152.5 | 152.2 | 151.9 | 151.5 | 151.2 | 150.8 | 150.4 | 150.1 | 149.8 | 149.4 | 149 | 148.7 | 148.3 | 147.9 | 147.6 | 147.2 | 146.9 | 146.5 | 146.1 | 145.7 | 145.4 | 145
0.86364 | 160 | 177.8 | 177.6 | 177.3 | 177.1 | 176.8 | 176.5 | 176.2 | 175.9 | 175.6 | 175.3 | 175 | 174.8 | 174.5 | 174.3 | 174 | 173.7 | 173.4 | 173.2 | 172.9 | 172.6 | 172.3 | 172 | 171.7 | 171.4 | 171.1 | 170.8 | 170.5 | 170.1 | 169.8 | 169.5 | 169.2 | 168.9 | 168.6 | 168.3 | 168 | 167.7 | 167.4 | 167 | 166.7 | 166.4 | 166.1 | 165.8 | 165.4 | 165.1 | 164.8 | 164.5 | 164.2 | 163.8 | 163.5 | 163.3 | 162.9 | 162.6 | 162.3 | 162 | 161.6 | 161.3 | 161 | 160.6 | 160.3 | 160 | 159.7 | 159.3 | 159 | 158.6 | 158.3 | 158 | 157.7 | 157.3 | 157 | 156.6 | 156.3 | 156 | 155.6 | 155.3 | 154.9 | 154.6 | 154.3 | 153.9 | 153.6 | 153.2 | 152.9 | 152.6 | 152.2 | 151.8 | 151.5 | 151.1 | 150.8 | 150.4 | 150.1 | 149.7 | 149.4 | 149 | 148.6 | 148.3 | 147.9 | 147.5 | 147.2 | 146.8 | 146.4 | 146.1
0.86225 | 161 | 178.7 | 178.5 | 178.2 | 178 | 177.7 | 177.4 | 177.1 | 176.8 | 176.5 | 176.2 | 175.9 | 175.7 | 175.4 | 175.2 | 174.9 | 174.6 | 174.3 | 174.1 | 173.8 | 173.5 | 173.2 | 172.9 | 172.6 | 172.3 | 172 | 171.7 | 171.4 | 171 | 170.7 | 170.4 | 170.1 | 169.8 | 169.5 | 169.2 | 168.9 | 168.6 | 168.3 | 168 | 167.7 | 167.4 | 167.1 | 166.8 | 166.4 | 166.1 | 165.8 | 165.5 | 165.2 | 164.8 | 164.5 | 164.3 | 163.9 | 163.6 | 163.3 | 163 | 162.6 | 162.3 | 162 | 161.6 | 161.3 | 161 | 160.7 | 160.3 | 160 | 159.7 | 159.3 | 159 | 158.7 | 158.3 | 158 | 157.7 | 157.3 | 157 | 156.6 | 156.3 | 156 | 155.6 | 155.3 | 154.9 | 154.6 | 154.3 | 153.9 | 153.6 | 153.2 | 152.9 | 152.5 | 152.2 | 151.8 | 151.5 | 151.1 | 150.8 | 150.4 | 150 | 149.7 | 149.3 | 149 | 148.6 | 148.2 | 147.9 | 147.5 | 147.1
0.86084 | 162 | 179.6 | 179.4 | 179.1 | 178.9 | 178.6 | 178.3 | 178 | 177.7 | 177.4 | 177.1 | 176.8 | 176.6 | 176.3 | 176.1 | 175.8 | 175.5 | 175.2 | 175 | 174.7 | 174.4 | 174.1 | 173.8 | 173.5 | 173.2 | 172.9 | 172.6 | 172.3 | 172 | 171.7 | 171.4 | 171.1 | 170.8 | 170.5 | 170.2 | 169.9 | 169.6 | 169.3 | 169 | 168.7 | 168.4 | 168.1 | 167.8 | 167.4 | 167.1 | 166.8 | 166.5 | 166.2 | 165.8 | 165.5 | 165.2 | 164.9 | 164.6 | 164.3 | 164 | 163.6 | 163.3 | 163 | 162.6 | 162.3 | 162 | 161.7 | 161.3 | 161 | 160.7 | 160.4 | 160 | 159.7 | 159.4 | 159 | 158.7 | 158.3 | 158 | 157.7 | 157.3 | 157 | 156.7 | 156.3 | 156 | 155.6 | 155.3 | 155 | 154.6 | 154.3 | 153.9 | 153.6 | 153.2 | 152.9 | 152.5 | 152.2 | 151.8 | 151.4 | 151.1 | 150.7 | 150.4 | 150 | 149.7 | 149.3 | 148.9 | 148.6 | 148.2
0.85943 | 163 | 180.4 | 180.2 | 179.9 | 179.7 | 179.4 | 179.1 | 178.8 | 178.6 | 178.3 | 178 | 177.7 | 177.5 | 177.2 | 177 | 176.7 | 176.4 | 176.1 | 175.9 | 175.6 | 175.3 | 175 | 174.7 | 174.4 | 174.1 | 173.8 | 173.5 | 173.2 | 172.9 | 172.6 | 172.3 | 172 | 171.7 | 171.4 | 171.1 | 170.8 | 170.5 | 170.2 | 169.9 | 169.6 | 169.3 | 169 | 168.7 | 168.4 | 168.1 | 167.8 | 167.5 | 167.2 | 166.8 | 166.5 | 166.2 | 165.9 | 165.6 | 165.3 | 164.9 | 164.6 | 164.3 | 164 | 163.6 | 163.3 | 163 | 162.7 | 162.4 | 162 | 161.7 | 161.4 | 161 | 160.7 | 160.4 | 160 | 159.7 | 159.4 | 159 | 158.7 | 158.4 | 158 | 157.7 | 157.3 | 157 | 156.7 | 156.3 | 156 | 155.6 | 155.3 | 155 | 154.6 | 154.3 | 153.9 | 153.6 | 153.2 | 152.8 | 152.5 | 152.1 | 151.8 | 151.4 | 151.1 | 150.7 | 150.3 | 150 | 149.6 | 149.3
0.85801 | 164 | 181.3 | 181.1 | 180.8 | 180.6 | 180.3 | 180 | 179.7 | 179.5 | 179.2 | 178.9 | 178.6 | 178.4 | 178.1 | 177.9 | 177.6 | 177.3 | 177 | 176.8 | 176.5 | 176.2 | 175.9 | 175.6 | 175.3 | 175 | 174.7 | 174.4 | 174.1 | 173.8 | 173.5 | 173.2 | 172.9 | 172.6 | 172.4 | 172.1 | 171.8 | 171.5 | 171.2 | 170.9 | 170.6 | 170.3 | 170 | 169.7 | 169.3 | 169 | 168.7 | 168.4 | 168.1 | 167.8 | 167.5 | 167.2 | 166.9 | 166.6 | 166.2 | 165.9 | 165.6 | 165.3 | 165 | 164.6 | 164.3 | 164 | 163.7 | 163.4 | 163 | 162.7 | 162.4 | 162 | 161.7 | 161.4 | 161.1 | 160.7 | 160.4 | 160.1 | 159.7 | 159.4 | 159 | 158.7 | 158.4 | 158 | 157.7 | 157.4 | 157 | 156.7 | 156.3 | 156 | 155.6 | 155.3 | 155 | 154.6 | 154.2 | 153.9 | 153.5 | 153.2 | 152.8 | 152.5 | 152.1 | 151.8 | 151.4 | 151 | 150.7 | 150.3
0.85658 | 165 | 182.1 | 181.9 | 181.6 | 181.4 | 181.1 | 180.8 | 180.5 | 180.3 | 180 | 179.7 | 179.4 | 179.2 | 178.9 | 178.7 | 178.4 | 178.1 | 177.9 | 177.6 | 177.4 | 177.1 | 176.8 | 176.5 | 176.3 | 176 | 175.7 | 175.4 | 175.1 | 174.7 | 174.4 | 174.1 | 173.8 | 173.5 | 173.3 | 173 | 172.7 | 172.4 | 172.1 | 171.9 | 171.6 | 171.3 | 171 | 170.7 | 170.3 | 170 | 169.7 | 169.4 | 169.1 | 168.8 | 168.5 | 168.2 | 167.9 | 167.5 | 167.2 | 166.9 | 166.6 | 166.3 | 166 | 165.6 | 165.3 | 165 | 164.7 | 164.4 | 164 | 163.7 | 163.4 | 163 | 162.7 | 162.4 | 162.1 | 161.7 | 161.4 | 161.1 | 160.7 | 160.4 | 160.1 | 159.7 | 159.4 | 159.1 | 158.7 | 158.4 | 158.1 | 157.7 | 157.4 | 157 | 156.7 | 156.3 | 156 | 155.6 | 155.3 | 154.9 | 154.6 | 154.2 | 153.9 | 153.5 | 153.2 | 152.8 | 152.5 | 152.1 | 151.8 | 151.4
0.85515 | 166 | 183 | 182.8 | 182.5 | 182.3 | 182 | 181.7 | 181.4 | 181.2 | 180.9 | 180.6 | 180.3 | 180.1 | 179.8 | 179.6 | 179.3 | 179 | 178.8 | 178.5 | 178.3 | 178 | 177.7 | 177.4 | 177.2 | 176.9 | 176.6 | 176.3 | 176 | 175.7 | 175.4 | 175.1 | 174.8 | 174.5 | 174.3 | 174 | 173.7 | 173.4 | 173.1 | 172.8 | 172.5 | 172.2 | 171.9 | 171.6 | 171.3 | 171 | 170.7 | 170.4 | 170.1 | 169.8 | 169.5 | 169.2 | 168.8 | 168.5 | 168.2 | 167.9 | 167.6 | 167.3 | 167 | 166.6 | 166.3 | 166 | 165.7 | 165.4 | 165 | 164.7 | 164.4 | 164.1 | 163.7 | 163.4 | 163.1 | 162.8 | 162.4 | 162.1 | 161.8 | 161.4 | 161.1 | 160.8 | 160.4 | 160.1 | 159.8 | 159.4 | 159.1 | 158.8 | 158.4 | 158.1 | 157.7 | 157.4 | 157 | 156.7 | 156.3 | 156 | 155.6 | 155.3 | 154.9 | 154.6 | 154.2 | 153.9 | 153.5 | 153.2 | 152.8 | 152.5
0.85369 | 167 | 183.8 | 183.6 | 183.3 | 183.1 | 182.8 | 182.5 | 182.3 | 182 | 181.8 | 181.5 | 181.2 | 181 | 180.7 | 180.5 | 180.2 | 179.9 | 179.7 | 179.4 | 179.2 | 178.9 | 178.6 | 178.3 | 178.1 | 177.8 | 177.5 | 177.2 | 176.9 | 176.6 | 176.3 | 176 | 175.7 | 175.4 | 175.2 | 174.9 | 174.6 | 174.3 | 174 | 173.8 | 173.5 | 173.2 | 172.9 | 172.6 | 172.3 | 172 | 171.7 | 171.4 | 171.1 | 170.7 | 170.4 | 170.1 | 169.8 | 169.5 | 169.2 | 168.9 | 168.6 | 168.3 | 167.9 | 167.6 | 167.3 | 167 | 166.7 | 166.4 | 166 | 165.7 | 165.4 | 165.1 | 164.7 | 164.4 | 164.1 | 163.8 | 163.4 | 163.1 | 162.8 | 162.5 | 162.1 | 161.8 | 161.5 | 161.1 | 160.8 | 160.5 | 160.1 | 159.8 | 159.5 | 159.1 | 158.8 | 158.4 | 158.1 | 157.7 | 157.4 | 157 | 156.7 | 156.3 | 156 | 155.7 | 155.3 | 154.9 | 154.6 | 154.3 | 153.9 | 153.5
0.85223 | 168 | 184.7 | 184.4 | 184.2 | 183.9 | 183.7 | 183.4 | 183.2 | 182.9 | 182.7 | 182.4 | 182.1 | 181.9 | 181.6 | 181.4 | 181.1 | 180.8 | 180.5 | 180.3 | 180 | 179.8 | 179.5 | 179.2 | 179 | 178.7 | 178.4 | 178.1 | 177.8 | 177.5 | 177.2 | 176.9 | 176.6 | 176.3 | 176.1 | 175.8 | 175.5 | 175.2 | 174.9 | 174.7 | 174.4 | 174.1 | 173.8 | 173.5 | 173.2 | 172.9 | 172.6 | 172.3 | 172 | 171.7 | 171.4 | 171.1 | 170.8 | 170.5 | 170.2 | 169.9 | 169.6 | 169.2 | 168.9 | 168.6 | 168.3 | 168 | 167.7 | 167.4 | 167 | 166.7 | 166.4 | 166.1 | 165.8 | 165.4 | 165.1 | 164.8 | 164.5 | 164.1 | 163.8 | 163.5 | 163.2 | 162.8 | 162.5 | 162.2 | 161.8 | 161.5 | 161.2 | 160.8 | 160.5 | 160.2 | 159.8 | 159.5 | 159.1 | 158.8 | 158.4 | 158.1 | 157.7 | 157.4 | 157.1 | 156.7 | 156.4 | 156 | 155.7 | 155.3 | 155 | 154.6
0.85076 | 169 | 185.5 | 185.3 | 185 | 184.8 | 184.5 | 184.2 | 184 | 183.7 | 183.5 | 183.2 | 182.9 | 182.7 | 182.4 | 182.2 | 181.9 | 181.7 | 181.4 | 181.2 | 180.9 | 180.7 | 180.4 | 180.1 | 179.9 | 179.6 | 179.3 | 179 | 178.7 | 178.5 | 178.2 | 177.9 | 177.6 | 177.3 | 177.1 | 176.8 | 176.5 | 176.2 | 175.9 | 175.6 | 175.3 | 175 | 174.7 | 174.4 | 174.2 | 173.9 | 173.6 | 173.3 | 173 | 172.7 | 172.4 | 172.1 | 171.8 | 171.5 | 171.2 | 170.9 | 170.5 | 170.2 | 169.9 | 169.6 | 169.3 | 169 | 168.7 | 168.4 | 168 | 167.7 | 167.4 | 167.1 | 166.8 | 166.5 | 166.1 | 165.8 | 165.5 | 165.2 | 164.8 | 164.5 | 164.2 | 163.9 | 163.5 | 163.2 | 162.9 | 162.5 | 162.2 | 161.9 | 161.5 | 161.2 | 160.9 | 160.5 | 160.2 | 159.8 | 159.5 | 159.2 | 158.8 | 158.5 | 158.1 | 157.8 | 157.4 | 157.1 | 156.7 | 156.4 | 156 | 155.7
0.84927 | 170 | 186.4 | 186.1 | 185.9 | 185.6 | 185.4 | 185.1 | 184.9 | 184.6 | 184.4 | 184.1 | 183.8 | 183.6 | 183.3 | 183.1 | 182.8 | 182.5 | 182.3 | 182 | 181.8 | 181.5 | 181.2 | 181 | 180.7 | 180.5 | 180.2 | 179.9 | 179.6 | 179.4 | 179.1 | 178.8 | 178.5 | 178.2 | 178 | 177.7 | 177.4 | 177.1 | 176.8 | 176.6 | 176.3 | 176 | 175.7 | 175.4 | 175.1 | 174.8 | 174.5 | 174.2 | 173.9 | 173.7 | 173.4 | 173.1 | 172.8 | 172.4 | 172.1 | 171.8 | 171.5 | 171.2 | 170.9 | 170.6 | 170.3 | 170 | 169.7 | 169.4 | 169 | 168.7 | 168.4 | 168.1 | 167.8 | 167.5 | 167.2 | 166.8 | 166.5 | 166.2 | 165.9 | 165.5 | 165.2 | 164.9 | 164.6 | 164.2 | 163.9 | 163.6 | 163.2 | 162.9 | 162.6 | 162.2 | 161.9 | 161.6 | 161.2 | 160.9 | 160.6 | 160.2 | 159.9 | 159.5 | 159.2 | 158.8 | 158.5 | 158.2 | 157.8 | 157.5 | 157.1 | 156.8
0.84777 | 171 | 187.2 | 186.9 | 186.7 | 186.4 | 186.2 | 186 | 185.8 | 185.5 | 185.2 | 185 | 184.7 | 184.5 | 184.2 | 184 | 183.7 | 183.4 | 183.2 | 182.9 | 182.7 | 182.4 | 182.1 | 181.9 | 181.6 | 181.4 | 181.1 | 180.8 | 180.5 | 180.3 | 180 | 179.7 | 179.4 | 179.1 | 178.9 | 178.6 | 178.3 | 178 | 177.7 | 177.5 | 177.2 | 176.9 | 176.6 | 176.3 | 176.1 | 175.8 | 175.5 | 175.2 | 174.9 | 174.7 | 174.4 | 174 | 173.7 | 173.4 | 173.1 | 172.8 | 172.5 | 172.2 | 171.9 | 171.6 | 171.3 | 171 | 170.7 | 170.4 | 170.1 | 169.7 | 169.4 | 169.1 | 168.8 | 168.5 | 168.2 | 167.9 | 167.5 | 167.2 | 166.9 | 166.6 | 166.2 | 165.9 | 165.6 | 165.3 | 164.9 | 164.6 | 164.3 | 164 | 163.6 | 163.3 | 163 | 162.6 | 162.3 | 162 | 161.6 | 161.3 | 160.9 | 160.6 | 160.2 | 159.9 | 159.6 | 159.2 | 158.9 | 158.5 | 158.2 | 157.8
0.84625 | 172 | 188 | 187.8 | 187.5 | 187.3 | 187 | 186.8 | 186.5 | 186.3 | 186 | 185.8 | 185.6 | 185.3 | 185.1 | 184.8 | 184.6 | 184.3 | 184.1 | 183.8 | 183.6 | 183.3 | 183 | 182.8 | 182.5 | 182.3 | 182 | 181.7 | 181.4 | 181.2 | 180.9 | 180.6 | 180.3 | 180 | 179.8 | 179.5 | 179.2 | 178.9 | 178.7 | 178.4 | 178.2 | 177.9 | 177.6 | 177.3 | 177 | 176.7 | 176.4 | 176.1 | 175.8 | 175.6 | 175.3 | 175 | 174.7 | 174.4 | 174.1 | 173.8 | 173.5 | 173.2 | 172.9 | 172.6 | 172.3 | 172 | 171.7 | 171.4 | 171.1 | 170.8 | 170.4 | 170.1 | 169.8 | 169.5 | 169.2 | 168.9 | 168.6 | 168.2 | 167.9 | 167.6 | 167.3 | 167 | 166.6 | 166.3 | 166 | 165.7 | 165.3 | 165 | 164.7 | 164.3 | 164 | 163.7 | 163.3 | 163 | 162.7 | 162.3 | 162 | 161.7 | 161.3 | 161 | 160.6 | 160.3 | 160 | 159.6 | 159.3 | 158.9
0.84471 | 173 | 188.9 | 188.6 | 188.4 | 188.1 | 187.9 | 187.7 | 187.4 | 187.2 | 186.9 | 186.7 | 186.4 | 186.2 | 185.9 | 185.7 | 185.4 | 185.2 | 184.9 | 184.7 | 184.4 | 184.2 | 183.9 | 183.7 | 183.4 | 183.2 | 182.9 | 182.6 | 182.3 | 182.1 | 181.8 | 181.5 | 181.2 | 181 | 180.7 | 180.5 | 180.2 | 179.9 | 179.6 | 179.4 | 179.1 | 178.8 | 178.5 | 178.2 | 178 | 177.7 | 177.4 | 177.1 | 176.8 | 176.5 | 176.2 | 176 | 175.7 | 175.4 | 175.1 | 174.8 | 174.5 | 174.2 | 173.9 | 173.6 | 173.3 | 173 | 172.7 | 172.4 | 172.1 | 171.8 | 171.5 | 171.1 | 170.8 | 170.5 | 170.2 | 169.9 | 169.6 | 169.3 | 169 | 168.6 | 168.3 | 168 | 167.7 | 167.4 | 167 | 166.7 | 166.4 | 166 | 165.7 | 165.4 | 165.1 | 164.7 | 164.4 | 164.1 | 163.7 | 163.4 | 163.1 | 162.7 | 162.4 | 162 | 161.7 | 161.4 | 161 | 160.7 | 160.4 | 160
0.84317 | 174 | 189.7 | 189.5 | 189.2 | 189 | 188.7 | 188.5 | 188.2 | 188 | 187.7 | 187.5 | 187.3 | 187 | 186.8 | 186.5 | 186.3 | 186.1 | 185.8 | 185.6 | 185.3 | 185.1 | 184.8 | 184.6 | 184.3 | 184.1 | 183.8 | 183.5 | 183.2 | 183 | 182.7 | 182.4 | 182.1 | 181.9 | 181.6 | 181.4 | 181.1 | 180.8 | 180.5 | 180.3 | 180 | 179.7 | 179.4 | 179.1 | 178.9 | 178.6 | 178.3 | 178 | 177.7 | 177.5 | 177.2 | 177 | 176.7 | 176.4 | 176.1 | 175.8 | 175.5 | 175.2 | 174.9 | 174.6 | 174.3 | 174 | 173.7 | 173.4 | 173.1 | 172.8 | 172.5 | 172.2 | 171.8 | 171.6 | 171.2 | 170.9 | 170.6 | 170.3 | 170 | 169.7 | 169.3 | 169 | 168.7 | 168.4 | 168.1 | 167.7 | 167.4 | 167.1 | 166.8 | 166.5 | 166.1 | 165.8 | 165.5 | 165.1 | 164.8 | 164.5 | 164.1 | 163.8 | 163.5 | 163.1 | 162.8 | 162.4 | 162.1 | 161.8 | 161.4 | 161.1
0.84162 | 175 | 190.6 | 190.3 | 190.1 | 189.8 | 189.6 | 189.4 | 189.1 | 188.9 | 188.6 | 188.4 | 188.2 | 187.9 | 187.7 | 187.4 | 187.2 | 187 | 186.7 | 186.5 | 186.2 | 186 | 185.7 | 185.5 | 185.2 | 185 | 184.7 | 184.4 | 184.1 | 183.9 | 183.6 | 183.3 | 183 | 182.8 | 182.5 | 182.3 | 182 | 181.7 | 181.5 | 181.2 | 181 | 180.7 | 180.4 | 180.1 | 179.9 | 179.6 | 179.3 | 179 | 178.7 | 178.5 | 178.2 | 177.9 | 177.6 | 177.3 | 177.1 | 176.8 | 176.5 | 176.2 | 175.9 | 175.6 | 175.3 | 175 | 174.7 | 174.4 | 174.1 | 173.8 | 173.5 | 173.2 | 172.9 | 172.6 | 172.3 | 172 | 171.6 | 171.3 | 171 | 170.7 | 170.4 | 170.1 | 169.8 | 169.4 | 169.1 | 168.8 | 168.5 | 168.2 | 167.8 | 167.5 | 167.2 | 166.9 | 166.5 | 166.2 | 165.9 | 165.5 | 165.2 | 164.9 | 164.5 | 164.2 | 163.9 | 163.5 | 163.2 | 162.9 | 162.5 | 162.2
0.84006 | 176 | 191.4 | 191.2 | 190.9 | 190.7 | 190.5 | 190.3 | 190 | 189.8 | 189.5 | 189.3 | 189.1 | 188.8 | 188.6 | 188.3 | 188.1 | 187.8 | 187.6 | 187.3 | 187.1 | 186.8 | 186.6 | 186.3 | 186.1 | 185.8 | 185.6 | 185.3 | 185 | 184.8 | 184.5 | 184.2 | 183.9 | 183.7 | 183.4 | 183.2 | 182.9 | 182.6 | 182.4 | 182.1 | 181.9 | 181.6 | 181.3 | 181.1 | 180.8 | 180.6 | 180.3 | 180 | 179.7 | 179.5 | 179.2 | 178.9 | 178.6 | 178.3 | 178 | 177.8 | 177.5 | 177.2 | 176.9 | 176.6 | 176.3 | 176 | 175.7 | 175.4 | 175.1 | 174.8 | 174.5 | 174.2 | 173.9 | 173.6 | 173.3 | 173 | 172.7 | 172.4 | 172.1 | 171.7 | 171.4 | 171.1 | 170.8 | 170.5 | 170.2 | 169.8 | 169.5 | 169.2 | 168.9 | 168.6 | 168.3 | 167.9 | 167.6 | 167.3 | 166.9 | 166.6 | 166.3 | 165.9 | 165.6 | 165.3 | 165 | 164.6 | 164.3 | 164 | 163.6 | 163.3
0.83848 | 177 | 192.3 | 192 | 191.8 | 191.5 | 191.3 | 191.1 | 190.9 | 190.6 | 190.4 | 190.2 | 189.9 | 189.7 | 189.4 | 189.2 | 188.9 | 188.7 | 188.4 | 188.2 | 187.9 | 187.7 | 187.5 | 187.2 | 187 | 186.7 | 186.5 | 186.2 | 186 | 185.7 | 185.5 | 185.2 | 184.9 | 184.7 | 184.4 | 184.2 | 183.9 | 183.6 | 183.3 | 183.1 | 182.8 | 182.5 | 182.2 | 182 | 181.7 | 181.5 | 181.2 | 180.9 | 180.7 | 180.4 | 180.2 | 179.9 | 179.6 | 179.3 | 179 | 178.7 | 178.5 | 178.2 | 177.9 | 177.6 | 177.3 | 177 | 176.7 | 176.4 | 176.1 | 175.8 | 175.5 | 175.2 | 174.9 | 174.6 | 174.3 | 174 | 173.7 | 173.4 | 173.1 | 172.8 | 172.5 | 172.2 | 171.8 | 171.5 | 171.2 | 170.9 | 170.6 | 170.3 | 170 | 169.6 | 169.3 | 169 | 168.7 | 168.3 | 168 | 167.7 | 167.4 | 167 | 166.7 | 166.4 | 166.1 | 165.7 | 165.4 | 165.1 | 164.7 | 164.4
0.83688 | 178 | 193.1 | 192.9 | 192.6 | 192.4 | 192.2 | 192 | 191.8 | 191.5 | 191.3 | 191.1 | 190.8 | 190.6 | 190.3 | 190.1 | 189.8 | 189.6 | 189.3 | 189.1 | 188.8 | 188.6 | 188.4 | 188.1 | 187.9 | 187.6 | 187.4 | 187.1 | 186.9 | 186.6 | 186.4 | 186.1 | 185.8 | 185.6 | 185.3 | 185.1 | 184.8 | 184.5 | 184.3 | 184 | 183.8 | 183.5 | 183.2 | 182.9 | 182.7 | 182.4 | 182.1 | 181.8 | 181.6 | 181.3 | 181.1 | 180.9 | 180.6 | 180.3 | 180 | 179.7 | 179.4 | 179.1 | 178.9 | 178.6 | 178.3 | 178 | 177.7 | 177.4 | 177.1 | 176.8 | 176.5 | 176.2 | 176 | 175.7 | 175.4 | 175 | 174.7 | 174.4 | 174.1 | 173.8 | 173.5 | 173.2 | 172.9 | 172.6 | 172.3 | 172 | 171.6 | 171.3 | 171 | 170.7 | 170.4 | 170.1 | 169.7 | 169.4 | 169.1 | 168.8 | 168.4 | 168.1 | 167.8 | 167.5 | 167.2 | 166.8 | 166.5 | 166.2 | 165.8 | 165.5
0.83526 | 179 | 193.9 | 193.7 | 193.4 | 193.2 | 193 | 192.8 | 192.6 | 192.3 | 192.1 | 191.9 | 191.7 | 191.4 | 191.2 | 190.9 | 190.7 | 190.5 | 190.2 | 190 | 189.7 | 189.5 | 189.3 | 189 | 188.8 | 188.5 | 188.3 | 188 | 187.8 | 187.5 | 187.3 | 187 | 186.7 | 186.5 | 186.2 | 186 | 185.7 | 185.4 | 185.2 | 184.9 | 184.7 | 184.4 | 184.1 | 183.9 | 183.6 | 183.4 | 183.1 | 182.8 | 182.5 | 182.3 | 182 | 181.8 | 181.5 | 181.3 | 181 | 180.7 | 180.4 | 180.1 | 179.8 | 179.6 | 179.3 | 179 | 178.7 | 178.4 | 178.1 | 177.8 | 177.5 | 177.3 | 177 | 176.7 | 176.4 | 176.1 | 175.8 | 175.5 | 175.2 | 174.9 | 174.6 | 174.3 | 173.9 | 173.6 | 173.3 | 173 | 172.7 | 172.4 | 172.1 | 171.8 | 171.5 | 171.1 | 170.8 | 170.5 | 170.2 | 169.9 | 169.5 | 169.2 | 168.9 | 168.6 | 168.3 | 167.9 | 167.6 | 167.3 | 166.9 | 166.6
0.83362 | 180 | 194.7 | 194.5 | 194.2 | 194 | 193.8 | 193.6 | 193.4 | 193.2 | 193 | 192.8 | 192.6 | 192.3 | 192.1 | 191.8 | 191.6 | 191.4 | 191.1 | 190.9 | 190.6 | 190.4 | 190.2 | 189.9 | 189.7 | 189.4 | 189.2 | 188.9 | 188.6 | 188.4 | 188.1 | 187.8 | 187.6 | 187.3 | 187.1 | 186.8 | 186.6 | 186.4 | 186.1 | 185.9 | 185.6 | 185.4 | 185.1 | 184.9 | 184.6 | 184.4 | 184.1 | 183.8 | 183.5 | 183.3 | 183 | 182.8 | 182.5 | 182.2 | 182 | 181.7 | 181.4 | 181.1 | 180.8 | 180.6 | 180.3 | 180 | 179.7 | 179.4 | 179.1 | 178.8 | 178.6 | 178.3 | 178 | 177.7 | 177.4 | 177.1 | 176.8 | 176.5 | 176.2 | 175.9 | 175.6 | 175.3 | 175 | 174.7 | 174.4 | 174.1 | 173.8 | 173.5 | 173.2 | 172.9 | 172.5 | 172.2 | 171.9 | 171.6 | 171.3 | 171 | 170.6 | 170.3 | 170 | 169.7 | 169.4 | 169 | 168.7 | 168.4 | 168 | 167.7
0.83196 | 181 | 195.4 | 195.2 | 194.9 | 194.7 | 194.5 | 194.3 | 194.1 | 193.9 | 193.7 | 193.5 | 193.3 | 193.1 | 192.8 | 192.6 | 192.4 | 192.2 | 192 | 191.7 | 191.5 | 191.3 | 191.1 | 190.8 | 190.6 | 190.3 | 190.1 | 189.8 | 189.5 | 189.3 | 189 | 188.7 | 188.5 | 188.2 | 188 | 187.7 | 187.5 | 187.3 | 187.1 | 186.8 | 186.6 | 186.4 | 186.1 | 185.9 | 185.6 | 185.4 | 185.1 | 184.8 | 184.5 | 184.3 | 184 | 183.8 | 183.5 | 183.2 | 182.9 | 182.7 | 182.4 | 182.1 | 181.8 | 181.6 | 181.3 | 181 | 180.7 | 180.4 | 180.1 | 179.9 | 179.6 | 179.3 | 179 | 178.7 | 178.4 | 178.1 | 177.8 | 177.6 | 177.3 | 177 | 176.7 | 176.4 | 176.1 | 175.8 | 175.5 | 175.1 | 174.8 | 174.5 | 174.2 | 173.9 | 173.6 | 173.3 | 173 | 172.7 | 172.4 | 172.1 | 171.7 | 171.4 | 171.1 | 170.8 | 170.5 | 170.1 | 169.8 | 169.5 | 169.2 | 168.8
0.83029 | 182 | 196.2 | 196 | 195.7 | 195.5 | 195.3 | 195.1 | 194.9 | 194.7 | 194.5 | 194.3 | 194.1 | 193.9 | 193.6 | 193.4 | 193.2 | 193 | 192.8 | 192.5 | 192.3 | 192.1 | 191.9 | 191.6 | 191.4 | 191.1 | 190.9 | 190.6 | 190.4 | 190.1 | 189.9 | 189.6 | 189.4 | 189.1 | 188.9 | 188.6 | 188.4 | 188.2 | 188 | 187.7 | 187.5 | 187.3 | 187 | 186.8 | 186.5 | 186.3 | 186 | 185.7 | 185.5 | 185.2 | 185 | 184.7 | 184.4 | 184.2 | 183.9 | 183.6 | 183.4 | 183.1 | 182.8 | 182.5 | 182.3 | 182 | 181.7 | 181.4 | 181.2 | 180.9 | 180.6 | 180.3 | 180 | 179.8 | 179.5 | 179.2 | 178.9 | 178.6 | 178.3 | 178 | 177.7 | 177.4 | 177.1 | 176.8 | 176.5 | 176.2 | 175.9 | 175.6 | 175.3 | 175 | 174.7 | 174.4 | 174.1 | 173.8 | 173.5 | 173.2 | 172.8 | 172.5 | 172.2 | 171.9 | 171.6 | 171.2 | 170.9 | 170.6 | 170.3 | 170
0.82859 | 183 | 196.9 | 196.7 | 196.4 | 196.2 | 196 | 195.8 | 195.6 | 195.5 | 195.3 | 195.1 | 194.9 | 194.7 | 194.4 | 194.2 | 194 | 193.8 | 193.6 | 193.3 | 193.1 | 192.9 | 192.7 | 192.5 | 192.2 | 192 | 191.8 | 191.5 | 191.3 | 191 | 190.8 | 190.5 | 190.3 | 190 | 189.8 | 189.5 | 189.3 | 189.1 | 188.9 | 188.6 | 188.4 | 188.2 | 188 | 187.7 | 187.5 | 187.2 | 187 | 186.7 | 186.5 | 186.2 | 186 | 185.7 | 185.4 | 185.1 | 184.9 | 184.6 | 184.3 | 184.1 | 183.8 | 183.5 | 183.3 | 183 | 182.7 | 182.4 | 182.2 | 181.9 | 181.6 | 181.3 | 181.1 | 180.8 | 180.5 | 180.2 | 179.9 | 179.6 | 179.4 | 179.1 | 178.8 | 178.5 | 178.2 | 177.9 | 177.6 | 177.3 | 177 | 176.7 | 176.4 | 176.1 | 175.8 | 175.5 | 175.2 | 174.9 | 174.6 | 174.3 | 173.9 | 173.6 | 173.3 | 173 | 172.7 | 172.4 | 172.1 | 171.7 | 171.4 | 171.1
0.82685 | 184 | 197.6 | 197.4 | 197.2 | 197 | 196.8 | 196.6 | 196.4 | 196.3 | 196.1 | 195.9 | 195.7 | 195.5 | 195.2 | 195 | 194.8 | 194.6 | 194.4 | 194.1 | 193.9 | 193.7 | 193.5 | 193.3 | 193 | 192.8 | 192.6 | 192.3 | 192.1 | 191.8 | 191.6 | 191.3 | 191.1 | 190.9 | 190.6 | 190.4 | 190.2 | 190 | 189.7 | 189.5 | 189.2 | 189 | 188.8 | 188.5 | 188.3 | 188 | 187.8 | 187.6 | 187.3 | 187.1 | 186.8 | 186.6 | 186.4 | 186.1 | 185.9 | 185.6 | 185.3 | 185.1 | 184.8 | 184.5 | 184.3 | 184 | 183.7 | 183.5 | 183.2 | 182.9 | 182.6 | 182.4 | 182.1 | 181.8 | 181.5 | 181.3 | 181 | 180.7 | 180.4 | 180.1 | 179.8 | 179.5 | 179.2 | 179 | 178.7 | 178.4 | 178.1 | 177.8 | 177.5 | 177.2 | 176.9 | 176.6 | 176.3 | 176 | 175.7 | 175.4 | 175.1 | 174.8 | 174.4 | 174.1 | 173.8 | 173.5 | 173.2 | 172.9 | 172.6 | 172.2
0.82509 | 185 | 198.3 | 198.1 | 197.9 | 197.7 | 197.5 | 197.3 | 197.1 | 197 | 196.8 | 196.6 | 196.4 | 196.2 | 196 | 195.8 | 195.6 | 195.4 | 195.2 | 194.9 | 194.7 | 194.5 | 194.3 | 194.1 | 193.9 | 193.7 | 193.5 | 193.2 | 193 | 192.7 | 192.5 | 192.2 | 192 | 191.8 | 191.5 | 191.3 | 191.1 | 190.9 | 190.6 | 190.4 | 190.1 | 189.9 | 189.7 | 189.5 | 189.2 | 189 | 188.8 | 188.6 | 188.3 | 188.1 | 187.8 | 187.6 | 187.3 | 187.1 | 186.8 | 186.6 | 186.3 | 186 | 185.8 | 185.5 | 185.3 | 185 | 184.7 | 184.5 | 184.2 | 183.9 | 183.7 | 183.4 | 183.1 | 182.8 | 182.6 | 182.3 | 182 | 181.7 | 181.5 | 181.2 | 180.9 | 180.6 | 180.3 | 180 | 179.7 | 179.4 | 179.1 | 178.8 | 178.6 | 178.3 | 178 | 177.7 | 177.4 | 177.1 | 176.8 | 176.5 | 176.2 | 175.9 | 175.6 | 175.3 | 174.9 | 174.6 | 174.3 | 174 | 173.7 | 173.4
0.8233 | 186 | 199.1 | 198.9 | 198.7 | 198.5 | 198.3 | 198.1 | 197.9 | 197.8 | 197.6 | 197.4 | 197.2 | 197 | 196.8 | 196.6 | 196.4 | 196.2 | 196 | 195.8 | 195.6 | 195.4 | 195.2 | 195 | 194.7 | 194.5 | 194.3 | 194 | 193.8 | 193.5 | 193.3 | 193 | 192.8 | 192.6 | 192.3 | 192.1 | 191.9 | 191.7 | 191.5 | 191.2 | 191 | 190.8 | 190.6 | 190.4 | 190.1 | 189.9 | 189.7 | 189.5 | 189.2 | 189 | 188.7 | 188.5 | 188.3 | 188 | 187.8 | 187.5 | 187.3 | 187 | 186.8 | 186.5 | 186.3 | 186 | 185.7 | 185.5 | 185.2 | 185 | 184.7 | 184.4 | 184.1 | 183.9 | 183.6 | 183.3 | 183.1 | 182.8 | 182.5 | 182.2 | 181.9 | 181.7 | 181.4 | 181.1 | 180.8 | 180.5 | 180.2 | 179.9 | 179.7 | 179.4 | 179.1 | 178.8 | 178.5 | 178.2 | 177.9 | 177.6 | 177.3 | 177 | 176.7 | 176.4 | 176.1 | 175.8 | 175.5 | 175.2 | 174.8 | 174.5
0.82149 | 187 | 199.8 | 199.6 | 199.5 | 199.3 | 199.1 | 198.9 | 198.7 | 198.6 | 198.4 | 198.2 | 198 | 197.8 | 197.6 | 197.4 | 197.2 | 197 | 196.8 | 196.6 | 196.4 | 196.2 | 196 | 195.8 | 195.6 | 195.4 | 195.2 | 194.9 | 194.7 | 194.4 | 194.2 | 193.9 | 193.7 | 193.5 | 193.2 | 193 | 192.8 | 192.6 | 192.4 | 192.1 | 191.9 | 191.7 | 191.5 | 191.3 | 191 | 190.8 | 190.6 | 190.4 | 190.1 | 189.9 | 189.6 | 189.5 | 189.2 | 189 | 188.8 | 188.5 | 188.3 | 188 | 187.8 | 187.5 | 187.2 | 187 | 186.7 | 186.5 | 186.2 | 186 | 185.7 | 185.4 | 185.2 | 184.9 | 184.6 | 184.4 | 184.1 | 183.8 | 183.6 | 183.3 | 183 | 182.7 | 182.5 | 182.2 | 181.9 | 181.6 | 181.3 | 181 | 180.8 | 180.5 | 180.2 | 179.9 | 179.6 | 179.3 | 179 | 178.7 | 178.4 | 178.1 | 177.8 | 177.5 | 177.2 | 176.9 | 176.6 | 176.3 | 176 | 175.7
0.81963 | 188 |  |  |  | 200 | 199.8 | 199.6 | 199.4 | 199.3 | 199.1 | 198.9 | 198.7 | 198.5 | 198.3 | 198.1 | 197.9 | 197.7 | 197.5 | 197.4 | 197.2 | 197 | 196.8 | 196.6 | 196.4 | 196.2 | 196 | 195.8 | 195.5 | 195.3 | 195 | 194.8 | 194.6 | 194.4 | 194.1 | 193.9 | 193.7 | 193.5 | 193.3 | 193.1 | 192.9 | 192.7 | 192.5 | 192.2 | 192 | 191.7 | 191.5 | 191.3 | 191.1 | 190.8 | 190.6 | 190.4 | 190.2 | 190 | 189.7 | 189.5 | 189.2 | 189 | 188.7 | 188.5 | 188.2 | 188 | 187.7 | 187.5 | 187.2 | 187 | 186.7 | 186.5 | 186.2 | 186 | 185.7 | 185.4 | 185.2 | 184.9 | 184.6 | 184.4 | 184.1 | 183.8 | 183.5 | 183.3 | 183 | 182.7 | 182.4 | 182.1 | 181.9 | 181.6 | 181.3 | 181 | 180.7 | 180.4 | 180.1 | 179.8 | 179.5 | 179.2 | 179 | 178.7 | 178.4 | 178.1 | 177.8 | 177.5 | 177.1 | 176.8
0.81775 | 189 | [8 empty] | 199.9 | 199.7 | 199.5 | 199.3 | 199.1 | 198.9 | 198.7 | 198.5 | 198.3 | 198.2 | 198 | 197.8 | 197.6 | 197.4 | 197.3 | 197.1 | 196.9 | 196.6 | 196.4 | 196.1 | 195.9 | 195.6 | 195.4 | 195.2 | 195 | 194.8 | 194.6 | 194.4 | 194.2 | 194 | 193.8 | 193.6 | 193.4 | 193.2 | 192.9 | 192.7 | 192.5 | 192.3 | 192 | 191.8 | 191.5 | 191.4 | 191.2 | 190.9 | 190.7 | 190.5 | 190.2 | 190 | 189.7 | 189.5 | 189.2 | 189 | 188.8 | 188.5 | 188.3 | 188 | 187.8 | 187.5 | 187.3 | 187 | 186.7 | 186.5 | 186.2 | 186 | 185.7 | 185.4 | 185.2 | 184.9 | 184.6 | 184.4 | 184.1 | 183.8 | 183.5 | 183.2 | 183 | 182.7 | 182.4 | 182.1 | 181.8 | 181.5 | 181.2 | 181 | 180.7 | 180.4 | 180.1 | 179.8 | 179.5 | 179.2 | 178.9 | 178.6 | 178.3 | 178
0.81582 | 190 | [12 empty] | 199.9 | 199.7 | 199.5 | 199.3 | 199.1 | 199 | 198.8 | 198.6 | 198.4 | 198.2 | 198.1 | 197.9 | 197.7 | 197.6 | 197.3 | 197.1 | 196.8 | 196.5 | 196.3 | 196.1 | 195.9 | 195.7 | 195.5 | 195.3 | 195.1 | 194.9 | 194.7 | 194.5 | 194.3 | 194.1 | 193.8 | 193.6 | 193.4 | 193.2 | 193 | 192.7 | 192.5 | 192.3 | 192.1 | 191.9 | 191.7 | 191.4 | 191.2 | 191 | 190.7 | 190.5 | 190.2 | 190 | 189.8 | 189.5 | 189.3 | 189 | 188.8 | 188.5 | 188.3 | 188 | 187.8 | 187.5 | 187.3 | 187 | 186.8 | 186.5 | 186.2 | 186 | 185.7 | 185.4 | 185.2 | 184.9 | 184.6 | 184.3 | 184.1 | 183.8 | 183.5 | 183.2 | 182.9 | 182.7 | 182.4 | 182.1 | 181.8 | 181.5 | 181.2 | 181 | 180.7 | 180.4 | 180.1 | 179.8 | 179.5 | 179.2
0.81385 | 191 | [16 empty] | 199.9 | 199.8 | 199.7 | 199.5 | 199.3 | 199.1 | 199 | 198.8 | 198.6 | 198.4 | 198.1 | 197.9 | 197.6 | 197.4 | 197.2 | 197 | 196.8 | 196.6 | 196.4 | 196.2 | 196 | 195.8 | 195.6 | 195.4 | 195.2 | 195 | 194.8 | 194.6 | 194.4 | 194.2 | 194 | 193.7 | 193.5 | 193.3 | 193.1 | 192.8 | 192.6 | 192.4 | 192.2 | 191.9 | 191.7 | 191.5 | 191.2 | 191 | 190.8 | 190.5 | 190.3 | 190.1 | 189.8 | 189.6 | 189.3 | 189.1 | 188.8 | 188.6 | 188.3 | 188.1 | 187.8 | 187.6 | 187.3 | 187 | 186.8 | 186.5 | 186.2 | 186 | 185.7 | 185.4 | 185.2 | 184.9 | 184.6 | 184.4 | 184.1 | 183.8 | 183.5 | 183.2 | 183 | 182.7 | 182.4 | 182.1 | 181.8 | 181.5 | 181.2 | 180.9 | 180.6 | 180.3
0.81184 | 192 | [21 empty] | 199.9 | 199.7 | 199.6 | 199.4 | 199.2 | 199 | 198.7 | 198.5 | 198.3 | 198.1 | 197.9 | 197.8 | 197.6 | 197.4 | 197.2 | 197 | 196.7 | 196.5 | 196.3 | 196.1 | 195.9 | 195.7 | 195.5 | 195.3 | 195.1 | 194.9 | 194.6 | 194.4 | 194.2 | 194 | 193.8 | 193.6 | 193.4 | 193.1 | 192.9 | 192.7 | 192.5 | 192.2 | 192 | 191.8 | 191.5 | 191.3 | 191.1 | 190.8 | 190.6 | 190.4 | 190.1 | 189.9 | 189.6 | 189.4 | 189.1 | 188.9 | 188.6 | 188.4 | 188.1 | 187.9 | 187.6 | 187.3 | 187.1 | 186.8 | 186.6 | 186.3 | 186 | 185.8 | 185.5 | 185.2 | 184.9 | 184.6 | 184.4 | 184.1 | 183.8 | 183.5 | 183.2 | 183 | 182.7 | 182.4 | 182.1 | 181.8 | 181.5
0.80979 | 193 | [26 empty] | 199.9 | 199.6 | 199.4 | 199.2 | 199 | 198.8 | 198.7 | 198.5 | 198.3 | 198.1 | 197.9 | 197.7 | 197.5 | 197.3 | 197.1 | 196.9 | 196.7 | 196.5 | 196.3 | 196.1 | 195.9 | 195.6 | 195.4 | 195.2 | 195 | 194.7 | 194.5 | 194.3 | 194.1 | 193.9 | 193.7 | 193.4 | 193.2 | 193 | 192.8 | 192.5 | 192.3 | 192.1 | 191.9 | 191.6 | 191.4 | 191.2 | 190.9 | 190.7 | 190.4 | 190.2 | 190 | 189.7 | 189.5 | 189.2 | 189 | 188.7 | 188.4 | 188.2 | 187.9 | 187.7 | 187.4 | 187.2 | 186.9 | 186.6 | 186.3 | 186.1 | 185.8 | 185.5 | 185.3 | 185 | 184.7 | 184.4 | 184.1 | 183.8 | 183.6 | 183.3 | 183 | 182.7
0.8077 | 194 | [30 empty] | 200 | 199.8 | 199.6 | 199.4 | 199.2 | 199 | 198.8 | 198.6 | 198.4 | 198.2 | 198 | 197.8 | 197.6 | 197.4 | 197.2 | 197 | 196.8 | 196.6 | 196.4 | 196.1 | 195.9 | 195.7 | 195.5 | 195.3 | 195.1 | 194.9 | 194.6 | 194.4 | 194.2 | 194 | 193.8 | 193.6 | 193.3 | 193.1 | 192.9 | 192.7 | 192.4 | 192.2 | 192 | 191.7 | 191.5 | 191.3 | 191 | 190.8 | 190.5 | 190.3 | 190 | 189.8 | 189.5 | 189.3 | 189 | 188.8 | 188.5 | 188.3 | 188 | 187.7 | 187.5 | 187.2 | 187 | 186.7 | 186.4 | 186.1 | 185.9 | 185.6 | 185.3 | 185 | 184.8 | 184.5 | 184.2 | 183.9
0.80555 | 195 | [35 empty] | 199.9 | 199.7 | 199.6 | 199.4 | 199.2 | 199 | 198.8 | 198.6 | 198.4 | 198.2 | 198 | 197.8 | 197.5 | 197.3 | 197 | 196.8 | 196.6 | 196.4 | 196.2 | 196 | 195.8 | 195.6 | 195.4 | 195.2 | 195 | 194.8 | 194.6 | 194.4 | 194.1 | 193.9 | 193.7 | 193.5 | 193.3 | 193 | 192.8 | 192.6 | 192.3 | 192.1 | 191.9 | 191.6 | 191.4 | 191.1 | 190.9 | 190.7 | 190.4 | 190.2 | 189.9 | 189.7 | 189.4 | 189.2 | 188.9 | 188.6 | 188.4 | 188.1 | 187.8 | 187.6 | 187.3 | 187 | 186.8 | 186.5 | 186.2 | 186 | 185.7 | 185.4 | 185.1
0.80333 | 196 | [40 empty] | 199.9 | 199.7 | 199.5 | 199.3 | 199.1 | 198.9 | 198.7 | 198.5 | 198.3 | 198 | 197.8 | 197.6 | 197.4 | 197.2 | 197 | 196.8 | 196.6 | 196.4 | 196.2 | 196 | 195.8 | 195.6 | 195.4 | 195.2 | 195 | 194.7 | 194.5 | 194.3 | 194.1 | 193.9 | 193.6 | 193.4 | 193.2 | 192.9 | 192.7 | 192.5 | 192.2 | 192 | 191.8 | 191.5 | 191.3 | 191 | 190.8 | 190.5 | 190.3 | 190 | 189.8 | 189.5 | 189.3 | 189 | 188.7 | 188.5 | 188.2 | 188 | 187.7 | 187.4 | 187.2 | 186.9 | 186.6 | 186.4
0.80104 | 197 | 46: 199.9; 47: 199.7; 48: 199.5; 49: 199.2; 50: 198.9; 51: 198.7; 52: 198.5; 53: 198.3; 54: 198.2; 55: 198; 56: 197.8; 57: 197.6; 58: 197.4; 59: 197.2; 60: 197; 61: 196.8; 62: 196.6; 63: 196.4; 64: 196.2; 65: 196; 66: 195.8; 67: 195.6; 68: 195.4; 69: 195.1; 70: 194.9; 71: 194.7; 72: 194.5; 73: 194.3; 74: 194; 75: 193.8; 76: 193.6; 77: 193.4; 78: 193.1; 79: 192.9; 80: 192.7; 81: 192.4; 82: 192.2; 83: 191.9; 84: 191.7; 85: 191.4; 86: 191.2; 87: 191; 88: 190.7; 89: 190.4; 90: 190.2; 91: 189.9; 92: 189.7; 93: 189.4; 94: 189.2; 95: 188.9; 96: 188.6; 97: 188.4; 98: 188.1; 99: 187.9; 100: 187.6
0.79866 | 198 | 50: 199.9; 51: 199.7; 52: 199.5; 53: 199.3; 54: 199.1; 55: 198.9; 56: 198.8; 57: 198.6; 58: 198.4; 59: 198.2; 60: 198; 61: 197.8; 62: 197.6; 63: 197.4; 64: 197.2; 65: 197; 66: 196.8; 67: 196.6; 68: 196.4; 69: 196.2; 70: 196; 71: 195.8; 72: 195.6; 73: 195.3; 74: 195.1; 75: 194.9; 76: 194.7; 77: 194.5; 78: 194.3; 79: 194; 80: 193.8; 81: 193.6; 82: 193.3; 83: 193.1; 84: 192.9; 85: 192.6; 86: 192.4; 87: 192.2; 88: 191.9; 89: 191.6; 90: 191.4; 91: 191.2; 92: 190.9; 93: 190.7; 94: 190.4; 95: 190.1; 96: 189.9; 97: 189.6; 98: 189.4; 99: 189.1; 100: 188.9
0.7962 | 199 | 55: 199.9; 56: 199.7; 57: 199.6; 58: 199.4; 59: 199.2; 60: 199; 61: 198.8; 62: 198.6; 63: 198.4; 64: 198.2; 65: 198.1; 66: 197.9; 67: 197.7; 68: 197.5; 69: 197.3; 70: 197.1; 71: 196.9; 72: 196.6; 73: 196.4; 74: 196.2; 75: 196; 76: 195.8; 77: 195.6; 78: 195.4; 79: 195.2; 80: 195; 81: 194.7; 82: 194.5; 83: 194.3; 84: 194.1; 85: 193.8; 86: 193.6; 87: 193.4; 88: 193.1; 89: 192.9; 90: 192.6; 91: 192.4; 92: 192.2; 93: 191.9; 94: 191.7; 95: 191.4; 96: 191.2; 97: 190.9; 98: 190.7; 99: 190.5; 100: 190.2
0.79365 | 200 | 60: 200; 61: 199.8; 62: 199.6; 63: 199.5; 64: 199.3; 65: 199.1; 66: 198.9; 67: 198.7; 68: 198.5; 69: 198.3; 70: 198.1; 71: 197.9; 72: 197.7; 73: 197.5; 74: 197.3; 75: 197.1; 76: 196.9; 77: 196.7; 78: 196.5; 79: 196.3; 80: 196.1; 81: 195.9; 82: 195.7; 83: 195.5; 84: 195.3; 85: 195.1; 86: 194.8; 87: 194.6; 88: 194.4; 89: 194.2; 90: 193.9; 91: 193.7; 92: 193.5; 93: 193.2; 94: 193; 95: 192.8; 96: 192.5; 97: 192.3; 98: 192.1; 99: 191.8; 100: 191.6
| 201 | 66: 200; 67: 199.8; 68: 199.6; 69: 199.4; 70: 199.2; 71: 198.9; 72: 198.8; 73: 198.6; 74: 198.4; 75: 198.2; 76: 198; 77: 197.8; 78: 197.6; 79: 197.5; 80: 197.3; 81: 197.1; 82: 196.9; 83: 196.7; 84: 196.5; 85: 196.3; 86: 196; 87: 195.8; 88: 195.6; 89: 195.4; 90: 195.2; 91: 194.9; 92: 194.7; 93: 194.5; 94: 194.3; 95: 194.1; 96: 193.8; 97: 193.6; 98: 193.4; 99: 193.1; 100: 192.9
| 202 | 71: 200; 72: 199.9; 73: 199.7; 74: 199.5; 75: 199.3; 76: 199.2; 77: 199; 78: 198.8; 79: 198.7; 80: 198.5; 81: 198.3; 82: 198.1; 83: 197.9; 84: 197.7; 85: 197.5; 86: 197.2; 87: 197; 88: 196.9; 89: 196.7; 90: 196.5; 91: 196.2; 92: 196; 93: 195.8; 94: 195.6; 95: 195.4; 96: 195.1; 97: 194.9; 98: 194.7; 99: 194.4; 100: 194.2
| 203 | 78: 200; 79: 199.9; 80: 199.7; 81: 199.5; 82: 199.3; 83: 199.1; 84: 198.9; 85: 198.7; 86: 198.4; 87: 198.3; 88: 198.1; 89: 198; 90: 197.8; 91: 197.5; 92: 197.3; 93: 197.1; 94: 196.9; 95: 196.7; 96: 196.4; 97: 196.2; 98: 196.1; 99: 195.8; 100: 195.6
| 204 | 85: 200; 86: 199.7; 87: 199.5; 88: 199.4; 89: 199.3; 90: 199.1; 91: 198.8; 92: 198.6; 93: 198.4; 94: 198.2; 95: 198; 96: 197.8; 97: 197.6; 98: 197.4; 99: 197.2; 100: 196.9
| 205 | 92: 199.9; 93: 199.7; 94: 199.5; 95: 199.3; 96: 199.1; 97: 198.9; 98: 198.7; 99: 198.5; 100: 198.3
| 206 | 98: 200; 99: 199.8; 100: 199.6